## Data
			Original no-load data (Prokic)	Loaded / (for calcs)
Ceramic branch -	Resistance (ohms)	R0	0	0
	Capacitance (farads)	C0	1.81E-008	1.81E-008			4.65E+002

Mechanical branch -	Resistance (ohms)	RM	4.6	4.6
	Resistance (ohms) – load	RL	0	0			220
	Total resistance (ohms)		4.6	4.6
	Inductance (henries)	LM	0.01753	0.01753
	Capacitance (farads)	CM	4.05E-009	4.05E-009
	Resonance (mechanical)	fM	18895.86	18895.86

Total	Resonance (parallel) (all R = 0)	f	20901.38	20901.38

	Parallel inductor / (for series resonance)		0.00392	0.00392			0.00392	Set to large value to disable
	Series inductor / (for parallel resonance)		0.00320	0.00320			0.00320	Set to 0 to disable

Notes:
1. Data source – Prokic, Table T 1.1, p. 2-2
2. Using original data, all resonances disappear when RL ~220 ohms
3. Cyan cells (above) are calculated.
4. Imaginary values are in italics.
5. Charts -
Mechanical branch – dashed
Piezo branch – ultrafine dashed
Susceptances/Reactances = red4
Conductances/Resistances = green3
Admittances = magenta4
Impedances = blue4

									Piezo branch					Mechanical branch					Piezo branch + Mechanical branch					Parallel tuning inductor / (for series resonance)			Series tuning inductor / (for parallel resonance)			(Piezo branch + Mechanical branch) + Parallel tuning inductor					(Piezo branch + Mechanical branch) + Series tuning inductor					(Piezo branch + Mechanical branch) + Series tuning resistor
						f [kHz] / [for charts]	f [Hz]	Omega		C0 reactance XC0	Impedance^2	Conductance	Susceptance S0	Susceptance (magnitude)	Admittance Y0		Inductor reactance XML	Capacitor reactance XMC	Total reactance XM	Impedance	Impedance^2	Conductance	Susceptance SM	Admittance YM	Admittance phase angle		Conductance / (in parallel with Susceptance)	Susceptance / (in parallel with Conductance)	Admittance / [=sqrt(Conductance^2 / + Susceptance^2)]	Admittance^2	Admittance phase angle		Impedance / [=1/Admittance]	Impedance phase angle / [=1/Admittance phase angle]	Resistance / (in series with Reactance) / [from imp. Phase angle]	Reactance / (in series with Risistance) / [from imp. Phase angle]	Impedance check / [=sqrt(Resistance^2 / + Reactance^2)]		Inductor reactance Xparallel	Inductor susceptance Xparallel		Inductor reactance Xseries	Inductor susceptance Xseries		Susceptance / (in parallel with Conductance)	Admittance	Admittance^2	Admittance phase angle		Impedance / [=1/Admittance]	Impedance phase angle / [=-Admittance phase angle]	Resistance / (in series with Reactance)	Reactance / (in series with Resistance)	Resistance check / (in series with Reactance)	Reactance check / (in series with Resistance)	Impedance check / (=sqrt(Resistance^2 / + Reactance^2)	Impedance phase angle check		Resistance / (in series with Reactance; no tuning inductor) / [from imp. Phase angle]	Reactance / (in series with Resistance; no tuning inductor) / [from imp. Phase angle]	Resistance check / (in series with Reactance)	Reactance check / (in series with Resistance)	Impedance check / [=sqrt(Resistance^2 / + Reactance^2]	Impedance phase angle check	Reactance – total / (including series inductor)	Impedance – total / (=sqrt(Resistance^2 / + Reactance^2)	Impedance^2	Impedance phase angle		Admittance / [=1/Impedance]	Admittance phase angle / [=-Impedance phase angle]		Resistance	Reactance	Impedance / (=sqrt(Resistance^2 / + Reactance^2)	Impedance^2	Impedance phase angle	Conductance	Susceptance	Admittance	Admittance phase angle
Legends									Piezo branch	Piezo branch	Piezo branch	Piezo branch	Piezo branch	Piezo branch		Mechanical branch	Mechanical branch	Mechanical branch	Mechanical branch	Mechanical branch	Mechanical branch	Mechanical branch	Mechanical branch		Piezo branch + Mechanical branch	Piezo branch + Mechanical branch	Piezo branch + Mechanical branch	Piezo branch + Mechanical branch	Piezo branch + Mechanical branch		Piezo branch + Mechanical branch	Piezo branch + Mechanical branch	Piezo branch / + Mechanical branch	Piezo branch / + Mechanical branch	Piezo branch / + Mechanical branch					Piezo branch / + Mechanical branch / + Parallel tuning inductor	Piezo branch / + Mechanical branch / + Parallel tuning inductor	Piezo branch / + Mechanical branch / + Parallel tuning inductor	Piezo branch / + Mechanical branch / + Parallel tuning inductor		Piezo branch / + Mechanical branch / + Parallel tuning inductor	Piezo branch / + Mechanical branch / + Parallel tuning inductor	Piezo branch / + Mechanical branch / + Parallel tuning inductor	Piezo branch / + Mechanical branch / + Parallel tuning inductor	Piezo branch / + Mechanical branch / + Parallel tuning inductor	Piezo branch / + Mechanical branch / + Parallel tuning inductor	Piezo branch / + Mechanical branch / + Parallel tuning inductor			Piezo branch / + Mechanical branch	Piezo branch / + Mechanical branch	Piezo branch / + Mechanical branch	Piezo branch / + Mechanical branch	Piezo branch / + Mechanical branch	Piezo branch / + Mechanical branch	Piezo branch / + Mechanical branch / + Series tuning inductor	Piezo branch / + Mechanical branch / + Series tuning inductor		Piezo branch / + Mechanical branch / + Series tuning inductor		Piezo branch / + Mechanical branch / + Series tuning inductor	Piezo branch / + Mechanical branch / + Series tuning inductor		Piezo branch / + Mechanical branch / + Series tuning inductor	Piezo branch / + Mechanical branch / + Series tuning inductor	Piezo branch / + Mechanical branch / + Series tuning inductor	Piezo branch / + Mechanical branch / + Series tuning inductor	Piezo branch / + Mechanical branch / + Series tuning inductor	Piezo branch / + Mechanical branch / + Series tuning inductor	Piezo branch / + Mechanical branch / + Series tuning inductor	Piezo branch / + Mechanical branch / + Series tuning inductor	Piezo branch / + Mechanical branch / + Series tuning inductor
						1.000	1000	6283		-8793	77318445	0.00E+000	1.14E-004	1.14E-004	1.14E-004		110	-39336	-39226	3.92E+4	1.54E+9	2.99E-9	2.55E-5	2.55E-5	89.99		2.99E-9	1.39E-004	1.39E-004	1.94E-008	90.00		7182.94	-90.00	0.15	-7182.94	7182.94		2.46E+001	-4.06E-02		20	-4.97E-02		-4.05E-002	4.05E-002	1.64E-003	-90.00		24.71	90.00	0.00	24.71	0.00	24.71	24.711535	90.00		0.15	-7182.94	0.15	-7182.94	7182.936894	-90.00	-7162.81	7162.809319	5.13E+7	-90.00		1.40E-4	90.00		0.00	44.84	44.839110	2.01E+3	90.00	9.08E-10	-2.23E-2	2.23E-2	-90.00
						2.000	2000	12566		-4397	19329611	0.00E+000	2.27E-004	2.27E-004	2.27E-004		220	-19668	-19448	1.94E+4	3.78E+8	1.22E-8	5.14E-5	5.14E-5	89.99		1.22E-8	2.79E-004	2.79E-004	7.78E-008	90.00		3585.89	-90.00	0.16	-3585.89	3585.89		4.93E+001	-2.03E-02		40	-2.48E-02		-2.00E-002	2.00E-002	4.01E-004	-90.00		49.94	90.00	0.00	49.94	0.00	49.94	49.939562	90.00		0.16	-3585.89	0.16	-3585.89	3585.888869	-90.00	-3545.63	3545.633719	1.26E+7	-90.00		2.82E-4	90.00		0.00	90.19	90.194712	8.14E+3	90.00	3.73E-9	-1.11E-2	1.11E-2	-90.00
						3.000	3000	18850		-2931	8590938	0.00E+000	3.41E-004	3.41E-004	3.41E-004		331	-13112	-12782	1.28E+4	1.63E+8	2.82E-8	7.82E-5	7.82E-5	89.98		2.82E-8	4.19E-004	4.19E-004	1.76E-007	90.00		2384.28	-90.00	0.16	-2384.28	2384.28		7.39E+001	-1.35E-02		60	-1.66E-02		-1.31E-002	1.31E-002	1.72E-004	-90.00		76.24	90.00	0.00	76.24	0.00	76.24	76.242935	90.00		0.16	-2384.28	0.16	-2384.28	2384.277135	-90.00	-2323.89	2323.894410	5.40E+6	-90.00		4.30E-4	90.00		0.00	136.63	136.625660	1.87E+4	90.00	8.77E-9	-7.32E-3	7.32E-3	-90.00
						4.000	4000	25133		-2198	4832403	0.00E+000	4.55E-004	4.55E-004	4.55E-004		441	-9834	-9393	9.39E+3	8.82E+7	5.21E-8	1.06E-4	1.06E-4	89.97		5.21E-8	5.61E-004	5.61E-004	3.15E-007	89.99		1781.39	-89.99	0.17	-1781.39	1781.39		9.85E+001	-1.02E-02		81	-1.24E-02		-9.59E-003	9.59E-003	9.20E-005	-90.00		104.27	90.00	0.00	104.27	0.00	104.27	104.273356	90.00		0.17	-1781.39	0.17	-1781.39	1781.387564	-89.99	-1700.88	1700.877264	2.89E+6	-89.99		5.88E-4	89.99		0.00	184.78	184.783656	3.41E+4	90.00	1.66E-8	-5.41E-3	5.41E-3	-90.00
						5.000	5000	31416		-1759	3092738	0.00E+000	5.69E-004	5.69E-004	5.69E-004		551	-7867	-7316	7.32E+3	5.35E+7	8.59E-8	1.37E-4	1.37E-4	89.96		8.59E-8	7.05E-004	7.05E-004	4.97E-007	89.99		1417.82	-89.99	0.17	-1417.82	1417.82		1.23E+002	-8.12E-03		101	-9.94E-03		-7.42E-003	7.42E-003	5.50E-005	-90.00		134.84	90.00	0.00	134.84	0.00	134.84	134.844977	90.00		0.17	-1417.82	0.17	-1417.82	1417.822381	-89.99	-1317.18	1317.184507	1.73E+6	-89.99		7.59E-4	89.99		0.00	235.48	235.482852	5.55E+4	90.00	2.82E-8	-4.25E-3	4.25E-3	-90.00
						6.000	6000	37699		-1466	2147735	0.00E+000	6.82E-004	6.82E-004	6.82E-004		661	-6556	-5895	5.90E+3	3.48E+7	1.32E-7	1.70E-4	1.70E-4	89.96		1.32E-7	8.52E-004	8.52E-004	7.26E-007	89.99		1173.73	-89.99	0.18	-1173.73	1173.73		1.48E+002	-6.77E-03		121	-8.28E-03		-5.92E-003	5.92E-003	3.50E-005	-90.00		169.04	90.00	0.00	169.04	0.00	169.04	169.041587	90.00		0.18	-1173.73	0.18	-1173.73	1173.725700	-89.99	-1052.96	1052.960252	1.11E+6	-89.99		9.50E-4	89.99		0.00	289.81	289.807037	8.40E+4	90.00	4.50E-8	-3.45E-3	3.45E-3	-90.00
						7.000	7000	43982		-1256	1577927	0.00E+000	7.96E-004	7.96E-004	7.96E-004		771	-5619	-4848	4.85E+3	2.35E+7	1.96E-7	2.06E-4	2.06E-4	89.95		1.96E-7	1.00E-003	1.00E-003	1.00E-006	89.99		997.67	-89.99	0.19	-997.67	997.67		1.72E+002	-5.80E-03		141	-7.10E-03		-4.80E-003	4.80E-003	2.30E-005	-90.00		208.40	90.00	0.01	208.40	0.01	208.40	208.396665	90.00		0.19	-997.67	0.19	-997.67	997.667983	-89.99	-856.77	856.774961	7.34E+5	-89.99		1.17E-3	89.99		0.01	349.29	349.289690	1.22E+5	90.00	6.97E-8	-2.86E-3	2.86E-3	-90.00
						8.000	8000	50265		-1099	1208101	0.00E+000	9.10E-004	9.10E-004	9.10E-004		881	-4917	-4036	4.04E+3	1.63E+7	2.82E-7	2.48E-4	2.48E-4	89.93		2.82E-7	1.16E-003	1.16E-003	1.34E-006	89.99		863.86	-89.99	0.21	-863.86	863.86		1.97E+002	-5.08E-03		161	-6.21E-03		-3.92E-003	3.92E-003	1.54E-005	-90.00		255.22	90.00	0.02	255.22	0.02	255.22	255.220866	90.00		0.21	-863.86	0.21	-863.86	863.860742	-89.99	-702.84	702.840148	4.94E+5	-89.98		1.42E-3	89.98		0.02	416.24	416.241465	1.73E+5	90.00	1.06E-7	-2.40E-3	2.40E-3	-90.00
						9.000	9000	56549		-977	954549	0.00E+000	1.02E-003	1.02E-003	1.02E-003		992	-4371	-3379	3.38E+3	1.14E+7	4.03E-7	2.96E-4	2.96E-4	89.92		4.03E-7	1.32E-003	1.32E-003	1.74E-006	89.98		757.89	-89.98	0.23	-757.89	757.89		2.22E+002	-4.51E-03		181	-5.52E-03		-3.19E-003	3.19E-003	1.02E-005	-89.99		313.25	89.99	0.04	313.25	0.04	313.25	313.250358	89.99		0.23	-757.89	0.23	-757.89	757.885857	-89.98	-576.74	576.737693	3.33E+5	-89.98		1.73E-3	89.98		0.04	494.40	494.398532	2.44E+5	90.00	1.62E-7	-2.02E-3	2.02E-3	-90.00
						10.000	10000	62832		-879	773184	0.00E+000	1.14E-003	1.14E-003	1.14E-003		1102	-3934	-2832	2.83E+3	8.02E+6	5.74E-7	3.53E-4	3.53E-4	89.91		5.74E-7	1.49E-003	1.49E-003	2.22E-006	89.98		670.97	-89.98	0.26	-670.97	670.97		2.46E+002	-4.06E-03		201	-4.97E-03		-2.57E-003	2.57E-003	6.61E-006	-89.99		389.07	89.99	0.09	389.07	0.09	389.07	389.067951	89.99		0.26	-670.97	0.26	-670.97	670.974247	-89.98	-469.70	469.698519	2.21E+5	-89.97		2.13E-3	89.97		0.09	590.34	590.343698	3.49E+5	89.99	2.49E-7	-1.69E-3	1.69E-3	-89.99
						11.000	11000	69115		-799	638995	0.00E+000	1.25E-003	1.25E-003	1.25E-003		1212	-3576	-2364	2.36E+3	5.59E+6	8.23E-7	4.23E-4	4.23E-4	89.89		8.23E-7	1.67E-003	1.67E-003	2.80E-006	89.97		597.39	-89.97	0.29	-597.38	597.39		2.71E+002	-3.69E-03		221	-4.52E-03		-2.02E-003	2.02E-003	4.07E-006	-89.98		495.66	89.98	0.20	495.66	0.20	495.66	495.661356	89.98		0.29	-597.38	0.29	-597.38	597.385068	-89.97	-375.98	375.981785	1.41E+5	-89.96		2.66E-3	89.96		0.20	717.06	717.064668	5.14E+5	89.98	3.93E-7	-1.39E-3	1.39E-3	-89.98
						12.000	12000	75398		-733	536934	0.00E+000	1.36E-003	1.36E-003	1.36E-003		1322	-3278	-1956	1.96E+3	3.83E+6	1.20E-6	5.11E-4	5.11E-4	89.87		1.20E-6	1.88E-003	1.88E-003	3.52E-006	89.96		533.06	-89.96	0.34	-533.06	533.06		2.96E+002	-3.38E-03		242	-4.14E-03		-1.51E-003	1.51E-003	2.27E-006	-89.95		663.18	89.95	0.53	663.18	0.53	663.18	663.176827	89.95		0.34	-533.06	0.34	-533.06	533.062302	-89.96	-291.53	291.531493	8.50E+4	-89.93		3.43E-3	89.93		0.53	904.71	904.707671	8.18E+5	89.97	6.46E-7	-1.11E-3	1.11E-3	-89.97
						13.000	13000	81681		-676	457506	0.00E+000	1.48E-003	1.48E-003	1.48E-003		1432	-3026	-1594	1.59E+3	2.54E+6	1.81E-6	6.27E-4	6.27E-4	89.83		1.81E-6	2.11E-003	2.11E-003	4.43E-006	89.95		474.85	-89.95	0.41	-474.85	474.85		3.20E+002	-3.12E-03		262	-3.82E-03		-1.02E-003	1.02E-003	1.04E-006	-89.90		982.66	89.90	1.75	982.66	1.75	982.66	982.663879	89.90		0.41	-474.85	0.41	-474.85	474.853987	-89.95	-213.20	213.195727	4.55E+4	-89.89		4.69E-3	89.89		1.75	1244.32	1244.322026	1.55E+6	89.92	1.13E-6	-8.04E-4	8.04E-4	-89.92
						14.000	14000	87965		-628	394482	0.00E+000	1.59E-003	1.59E-003	1.59E-003		1542	-2810	-1267	1.27E+3	1.61E+6	2.86E-6	7.89E-4	7.89E-4	89.79		2.86E-6	2.38E-003	2.38E-003	5.67E-006	89.93		419.96	-89.93	0.51	-419.96	419.96		3.45E+002	-2.90E-03		282	-3.55E-03		-5.19E-004	5.19E-004	2.70E-007	-89.68		1925.81	89.68	10.62	1925.78	10.62	1925.78	1925.808146	89.68		0.51	-419.96	0.51	-419.96	419.958713	-89.93	-138.17	138.173283	1.91E+4	-89.79		7.24E-3	89.79		10.62	2207.56	2207.590457	4.87E+6	89.72	2.18E-6	-4.53E-4	4.53E-4	-89.72
						14.100	14100	88593		-624	388906	0.00E+000	1.60E-003	1.60E-003	1.60E-003		1553	-2790	-1236	1.24E+3	1.53E+6	3.01E-6	8.09E-4	8.09E-4	89.79		3.01E-6	2.41E-003	2.41E-003	5.82E-006	89.93		414.54	-89.93	0.52	-414.54	414.54		3.47E+002	-2.88E-03		284	-3.52E-03		-4.68E-004	4.68E-004	2.19E-007	-89.63		2138.70	89.63	13.76	2138.65	13.76	2138.65	2138.695493	89.63		0.52	-414.54	0.52	-414.54	414.541162	-89.93	-130.74	130.743054	1.71E+4	-89.77		7.65E-3	89.77		13.76	2422.45	2422.489112	5.87E+6	89.67	2.35E-6	-4.13E-4	4.13E-4	-89.67
						14.200	14200	89221		-619	383448	0.00E+000	1.61E-003	1.61E-003	1.61E-003		1564	-2770	-1206	1.21E+3	1.45E+6	3.16E-6	8.29E-4	8.29E-4	89.78		3.16E-6	2.44E-003	2.44E-003	5.97E-006	89.93		409.12	-89.93	0.53	-409.12	409.12		3.50E+002	-2.86E-03		286	-3.50E-03		-4.15E-004	4.15E-004	1.73E-007	-89.56		2407.57	89.56	18.34	2407.50	18.34	2407.50	2407.569584	89.56		0.53	-409.12	0.53	-409.12	409.124195	-89.93	-123.31	123.313425	1.52E+4	-89.75		8.11E-3	89.75		18.34	2693.31	2693.373736	7.25E+6	89.61	2.53E-6	-3.71E-4	3.71E-4	-89.61
						14.300	14300	89850		-615	378104	0.00E+000	1.63E-003	1.63E-003	1.63E-003		1575	-2751	-1175	1.18E+3	1.38E+6	3.33E-6	8.51E-4	8.51E-4	89.78		3.33E-6	2.48E-003	2.48E-003	6.14E-006	89.92		403.70	-89.92	0.54	-403.70	403.70		3.52E+002	-2.84E-03		288	-3.47E-03		-3.63E-004	3.63E-004	1.31E-007	-89.47		2758.25	89.47	25.33	2758.13	25.33	2758.13	2758.250520	89.47		0.54	-403.70	0.54	-403.70	403.704414	-89.92	-115.88	115.880998	1.34E+4	-89.73		8.63E-3	89.73		25.33	3045.96	3046.063851	9.28E+6	89.52	2.73E-6	-3.28E-4	3.28E-4	-89.52
						14.400	14400	90478		-611	372871	0.00E+000	1.64E-003	1.64E-003	1.64E-003		1586	-2732	-1145	1.15E+3	1.31E+6	3.51E-6	8.73E-4	8.73E-4	89.77		3.51E-6	2.51E-003	2.51E-003	6.30E-006	89.92		398.28	-89.92	0.56	-398.28	398.28		3.55E+002	-2.82E-03		290	-3.45E-03		-3.09E-004	3.09E-004	9.55E-008	-89.35		3235.34	89.35	36.71	3235.13	36.71	3235.13	3235.336661	89.35		0.56	-398.28	0.56	-398.28	398.278306	-89.92	-108.44	108.442265	1.18E+4	-89.71		9.22E-3	89.71		36.71	3524.97	3525.156616	1.24E+7	89.40	2.95E-6	-2.84E-4	2.84E-4	-89.40
						14.500	14500	91106		-606	367745	0.00E+000	1.65E-003	1.65E-003	1.65E-003		1597	-2713	-1115	1.12E+3	1.24E+6	3.70E-6	8.97E-4	8.97E-4	89.76		3.70E-6	2.55E-003	2.55E-003	6.48E-006	89.92		392.84	-89.92	0.57	-392.84	392.84		3.57E+002	-2.80E-03		292	-3.43E-03		-2.55E-004	2.55E-004	6.50E-008	-89.17		3923.07	89.17	56.90	3922.65	56.90	3922.65	3923.067640	89.17		0.57	-392.84	0.57	-392.84	392.842234	-89.92	-100.99	100.993594	1.02E+4	-89.68		9.90E-3	89.68		56.90	4214.50	4214.888899	1.78E+7	89.23	3.20E-6	-2.37E-4	2.37E-4	-89.23
						14.600	14600	91735		-602	362725	0.00E+000	1.66E-003	1.66E-003	1.66E-003		1608	-2694	-1086	1.09E+3	1.18E+6	3.90E-6	9.21E-4	9.21E-4	89.76		3.90E-6	2.58E-003	2.58E-003	6.66E-006	89.91		387.39	-89.91	0.59	-387.39	387.39		3.60E+002	-2.78E-03		294	-3.40E-03		-2.00E-004	2.00E-004	4.00E-008	-88.88		5001.94	88.88	97.62	5000.99	97.62	5000.99	5001.939515	88.88		0.59	-387.39	0.59	-387.39	387.392422	-89.91	-93.53	93.531218	8.75E+3	-89.64		1.07E-2	89.64		97.62	5294.85	5295.749248	2.80E+7	88.94	3.48E-6	-1.89E-4	1.89E-4	-88.94
						14.700	14700	92363		-598	357807	0.00E+000	1.67E-003	1.67E-003	1.67E-003		1619	-2676	-1056	1.06E+3	1.12E+6	4.12E-6	9.47E-4	9.47E-4	89.75		4.12E-6	2.62E-003	2.62E-003	6.86E-006	89.91		381.92	-89.91	0.60	-381.92	381.92		3.62E+002	-2.76E-03		296	-3.38E-03		-1.44E-004	1.44E-004	2.08E-008	-88.36		6941.07	88.36	198.56	6938.23	198.56	6938.23	6941.074990	88.36		0.60	-381.92	0.60	-381.92	381.924943	-89.91	-86.05	86.051217	7.40E+3	-89.60		1.16E-2	89.60		198.56	7234.11	7236.834199	5.24E+7	88.43	3.79E-6	-1.38E-4	1.38E-4	-88.43
						14.800	14800	92991		-594	352988	0.00E+000	1.68E-003	1.68E-003	1.68E-003		1631	-2658	-1027	1.03E+3	1.06E+6	4.36E-6	9.73E-4	9.73E-4	89.74		4.36E-6	2.66E-003	2.66E-003	7.06E-006	89.91		376.44	-89.91	0.62	-376.44	376.44		3.64E+002	-2.74E-03		298	-3.36E-03		-8.72E-005	8.73E-005	7.62E-009	-87.14		11458.02	87.14	572.17	11443.72	572.17	11443.72	11458.018032	87.14		0.62	-376.44	0.62	-376.44	376.435700	-89.91	-78.55	78.549511	6.17E+3	-89.55		1.27E-2	89.55		572.17	11741.61	11755.543909	1.38E+8	87.21	4.14E-6	-8.50E-5	8.51E-5	-87.21
						14.900	14900	93619		-590	348266	0.00E+000	1.69E-003	1.69E-003	1.69E-003		1642	-2640	-999	9.99E+2	9.97E+5	4.61E-6	1.00E-3	1.00E-3	89.74		4.61E-6	2.70E-003	2.70E-003	7.27E-006	89.90		370.92	-89.90	0.63	-370.92	370.92		3.67E+002	-2.73E-03		300	-3.33E-03		-2.93E-005	2.96E-005	8.77E-010	-81.04		33767.32	81.04	5260.71	33355.01	5260.71	33355.01	33767.317486	81.04		0.63	-370.92	0.63	-370.92	370.920411	-89.90	-71.02	71.021837	5.04E+3	-89.49		1.41E-2	89.49		5260.71	33654.91	34063.588521	1.16E+9	81.12	4.53E-6	-2.90E-5	2.94E-5	-81.12
						15.000	15000	94248		-586	343638	0.00E+000	1.71E-003	1.71E-003	1.71E-003		1653	-2622	-970	9.70E+2	9.41E+5	4.89E-6	1.03E-3	1.03E-3	89.73		4.89E-6	2.74E-003	2.74E-003	7.49E-006	89.90		365.37	-89.90	0.65	-365.37	365.37		3.69E+002	-2.71E-03		302	-3.31E-03		2.98E-005	3.02E-005	9.14E-010	80.69		33075.18	-80.69	5349.50	-32639.70	5349.50	-32639.70	33075.176585	-80.69		0.65	-365.37	0.65	-365.37	365.374591	-89.90	-63.46	63.463741	4.03E+3	-89.41		1.58E-2	89.41		5349.50	-32337.79	32777.274384	1.07E+9	-80.61	4.98E-6	3.01E-5	3.05E-5	80.61
						15.100	15100	94876		-582	339101	0.00E+000	1.72E-003	1.72E-003	1.72E-003		1664	-2605	-941	9.42E+2	8.86E+5	5.19E-6	1.06E-3	1.06E-3	89.72		5.19E-6	2.78E-003	2.78E-003	7.72E-006	89.89		359.79	-89.89	0.67	-359.79	359.79		3.72E+002	-2.69E-03		304	-3.29E-03		9.02E-005	9.04E-005	8.17E-009	86.71		11065.98	-86.71	635.46	-11047.72	635.46	-11047.72	11065.984785	-86.71		0.67	-359.79	0.67	-359.79	359.793531	-89.89	-55.87	55.870560	3.12E+3	-89.31		1.79E-2	89.31		635.46	-10743.80	10762.574076	1.16E+8	-86.62	5.49E-6	9.28E-5	9.29E-5	86.62
						15.200	15200	95504		-578	334654	0.00E+000	1.73E-003	1.73E-003	1.73E-003		1675	-2588	-913	9.13E+2	8.34E+5	5.51E-6	1.09E-3	1.09E-3	89.71		5.51E-6	2.82E-003	2.82E-003	7.97E-006	89.89		354.17	-89.89	0.69	-354.17	354.17		3.74E+002	-2.67E-03		306	-3.27E-03		1.52E-004	1.52E-004	2.31E-008	87.92		6573.67	-87.92	238.28	-6569.35	238.28	-6569.35	6573.671598	-87.92		0.69	-354.17	0.69	-354.17	354.172274	-89.89	-48.23	48.237418	2.33E+3	-89.18		2.07E-2	89.18		238.28	-6263.41	6267.943325	3.93E+7	-87.82	6.07E-6	1.59E-4	1.60E-4	87.82
						15.300	15300	96133		-575	330294	0.00E+000	1.74E-003	1.74E-003	1.74E-003		1686	-2571	-885	8.85E+2	7.84E+5	5.87E-6	1.13E-3	1.13E-3	89.70		5.87E-6	2.87E-003	2.87E-003	8.23E-006	89.88		348.51	-89.88	0.71	-348.50	348.51		3.77E+002	-2.65E-03		308	-3.25E-03		2.15E-004	2.15E-004	4.64E-008	88.44		4640.98	-88.44	126.38	-4639.26	126.38	-4639.26	4640.984510	-88.44		0.71	-348.50	0.71	-348.50	348.505592	-89.88	-40.55	40.559227	1.65E+3	-88.99		2.47E-2	88.99		126.38	-4331.31	4333.154926	1.88E+7	-88.33	6.73E-6	2.31E-4	2.31E-4	88.33
						15.400	15400	96761		-571	326018	0.00E+000	1.75E-003	1.75E-003	1.75E-003		1697	-2554	-858	8.58E+2	7.36E+5	6.25E-6	1.17E-3	1.17E-3	89.69		6.25E-6	2.92E-003	2.92E-003	8.51E-006	89.88		342.79	-89.88	0.73	-342.79	342.79		3.79E+002	-2.64E-03		310	-3.23E-03		2.80E-004	2.81E-004	7.87E-008	88.72		3564.36	-88.72	79.44	-3563.47	79.44	-3563.47	3564.359988	-88.72		0.73	-342.79	0.73	-342.79	342.787957	-89.88	-32.82	32.830737	1.08E+3	-88.72		3.05E-2	88.72		79.44	-3253.51	3254.479657	1.06E+7	-88.60	7.50E-6	3.07E-4	3.07E-4	88.60
						15.500	15500	97389		-567	321825	0.00E+000	1.76E-003	1.76E-003	1.76E-003		1708	-2538	-830	8.30E+2	6.89E+5	6.67E-6	1.20E-3	1.20E-3	89.68		6.67E-6	2.97E-003	2.97E-003	8.80E-006	89.87		337.01	-89.87	0.76	-337.01	337.01		3.82E+002	-2.62E-03		312	-3.21E-03		3.47E-004	3.48E-004	1.21E-007	88.90		2877.33	-88.90	55.25	-2876.79	55.25	-2876.79	2877.325519	-88.90		0.76	-337.01	0.76	-337.01	337.013513	-89.87	-25.04	25.046721	6.27E+2	-88.27		3.99E-2	88.27		55.25	-2564.82	2565.412627	6.58E+6	-88.77	8.40E-6	3.90E-4	3.90E-4	88.77
						15.600	15600	98018		-564	317712	0.00E+000	1.77E-003	1.77E-003	1.77E-003		1719	-2522	-803	8.03E+2	6.45E+5	7.14E-6	1.25E-3	1.25E-3	89.67		7.14E-6	3.02E-003	3.02E-003	9.12E-006	89.86		331.18	-89.86	0.78	-331.18	331.18		3.84E+002	-2.60E-03		314	-3.18E-03		4.17E-004	4.17E-004	1.74E-007	89.02		2400.17	-89.02	41.10	-2399.82	41.10	-2399.82	2400.174472	-89.02		0.78	-331.18	0.78	-331.18	331.176041	-89.86	-17.18	17.202755	2.96E+2	-87.39		5.81E-2	87.39		41.10	-2085.83	2086.237279	4.35E+6	-88.87	9.44E-6	4.79E-4	4.79E-4	88.87
						15.700	15700	98646		-560	313678	0.00E+000	1.79E-003	1.79E-003	1.79E-003		1730	-2506	-776	7.76E+2	6.02E+5	7.64E-6	1.29E-3	1.29E-3	89.66		7.64E-6	3.07E-003	3.07E-003	9.45E-006	89.86		325.27	-89.86	0.81	-325.27	325.27		3.87E+002	-2.59E-03		316	-3.16E-03		4.88E-004	4.88E-004	2.38E-007	89.10		2048.97	-89.10	32.08	-2048.72	32.08	-2048.72	2048.968343	-89.10		0.81	-325.27	0.81	-325.27	325.268919	-89.86	-9.26	9.300197	8.65E+1	-85.01		1.08E-1	85.01		32.08	-1732.71	1733.011218	3.00E+6	-88.94	1.07E-5	5.77E-4	5.77E-4	88.94
						15.800	15800	99274		-557	309720	0.00E+000	1.80E-003	1.80E-003	1.80E-003		1741	-2490	-749	7.49E+2	5.61E+5	8.20E-6	1.34E-3	1.34E-3	89.65		8.20E-6	3.13E-003	3.13E-003	9.81E-006	89.85		319.29	-89.85	0.84	-319.28	319.29		3.89E+002	-2.57E-03		318	-3.14E-03		5.62E-004	5.62E-004	3.16E-007	89.16		1779.24	-89.16	25.96	-1779.05	25.96	-1779.05	1779.243117	-89.16		0.84	-319.28	0.84	-319.28	319.285086	-89.85	-1.27	1.519010	2.31E+0	-56.61		6.58E-1	56.61		25.96	-1461.04	1461.268647	2.14E+6	-88.98	1.22E-5	6.84E-4	6.84E-4	88.98
						15.900	15900	99903		-553	305836	0.00E+000	1.81E-003	1.81E-003	1.81E-003		1752	-2474	-722	7.22E+2	5.22E+5	8.82E-6	1.38E-3	1.38E-3	89.64		8.82E-6	3.19E-003	3.19E-003	1.02E-005	89.84		313.22	-89.84	0.86	-313.22	313.22		3.92E+002	-2.55E-03		320	-3.12E-03		6.39E-004	6.39E-004	4.08E-007	89.21		1565.25	-89.21	21.60	-1565.10	21.60	-1565.10	1565.245272	-89.21		0.86	-313.22	0.86	-313.22	313.216991	-89.84	6.81	6.867338	4.72E+1	82.76		1.46E-1	-82.76		21.60	-1245.07	1245.255139	1.55E+6	-89.01	1.39E-5	8.03E-4	8.03E-4	89.01
						16.000	16000	100531		-550	302025	0.00E+000	1.82E-003	1.82E-003	1.82E-003		1763	-2459	-696	6.96E+2	4.84E+5	9.50E-6	1.44E-3	1.44E-3	89.62		9.50E-6	3.26E-003	3.26E-003	1.06E-005	89.83		307.06	-89.83	0.90	-307.06	307.06		3.94E+002	-2.54E-03		322	-3.11E-03		7.19E-004	7.19E-004	5.17E-007	89.24		1391.03	-89.24	18.38	-1390.90	18.38	-1390.90	1391.026290	-89.24		0.90	-307.06	0.90	-307.06	307.056541	-89.83	14.99	15.012713	2.25E+2	86.58		6.66E-2	-86.58		18.38	-1068.86	1069.021686	1.14E+6	-89.01	1.61E-5	9.35E-4	9.35E-4	89.01
						16.100	16100	101159		-546	298285	0.00E+000	1.83E-003	1.83E-003	1.83E-003		1774	-2443	-670	6.70E+2	4.48E+5	1.03E-5	1.49E-3	1.49E-3	89.61		1.03E-5	3.32E-003	3.32E-003	1.11E-005	89.82		300.80	-89.82	0.93	-300.79	300.80		3.96E+002	-2.52E-03		324	-3.09E-03		8.02E-004	8.02E-004	6.44E-007	89.27		1246.18	-89.27	15.94	-1246.08	15.94	-1246.08	1246.181307	-89.27		0.93	-300.79	0.93	-300.79	300.795044	-89.82	23.26	23.278868	5.42E+2	87.71		4.30E-2	-87.71		15.94	-922.03	922.163155	8.50E+5	-89.01	1.87E-5	1.08E-3	1.08E-3	89.01
						16.200	16200	101788		-543	294614	0.00E+000	1.84E-003	1.84E-003	1.84E-003		1785	-2428	-643	6.43E+2	4.14E+5	1.11E-5	1.55E-3	1.55E-3	89.59		1.11E-5	3.40E-003	3.40E-003	1.15E-005	89.81		294.42	-89.81	0.96	-294.42	294.42		3.99E+002	-2.51E-03		326	-3.07E-03		8.90E-004	8.90E-004	7.92E-007	89.28		1123.63	-89.28	14.03	-1123.54	14.03	-1123.54	1123.632380	-89.28		0.96	-294.42	0.96	-294.42	294.423142	-89.81	31.65	31.659801	1.00E+3	88.26		3.16E-2	-88.26		14.03	-797.48	797.601463	6.36E+5	-88.99	2.21E-5	1.25E-3	1.25E-3	88.99
						16.300	16300	102416		-539	291010	0.00E+000	1.85E-003	1.85E-003	1.85E-003		1796	-2413	-618	6.18E+2	3.81E+5	1.21E-5	1.62E-3	1.62E-3	89.57		1.21E-5	3.47E-003	3.47E-003	1.21E-005	89.80		287.93	-89.80	1.00	-287.93	287.93		4.01E+002	-2.49E-03		328	-3.05E-03		9.82E-004	9.82E-004	9.64E-007	89.30		1018.40	-89.30	12.51	-1018.32	12.51	-1018.32	1018.396600	-89.30		1.00	-287.93	1.00	-287.93	287.930737	-89.80	40.15	40.162925	1.61E+3	88.57		2.49E-2	-88.57		12.51	-690.24	690.353648	4.77E+5	-88.96	2.63E-5	1.45E-3	1.45E-3	88.96
						16.400	16400	103044		-536	287472	0.00E+000	1.87E-003	1.87E-003	1.87E-003		1807	-2399	-592	5.92E+2	3.50E+5	1.31E-5	1.69E-3	1.69E-3	89.55		1.31E-5	3.55E-003	3.55E-003	1.26E-005	89.79		281.31	-89.79	1.04	-281.30	281.31		4.04E+002	-2.48E-03		330	-3.03E-03		1.08E-003	1.08E-003	1.16E-006	89.30		926.86	-89.30	11.28	-926.80	11.28	-926.80	926.863789	-89.30		1.04	-281.30	1.04	-281.30	281.306904	-89.79	48.79	48.798316	2.38E+3	88.78		2.05E-2	-88.78		11.28	-596.70	596.809548	3.56E+5	-88.92	3.17E-5	1.68E-3	1.68E-3	88.92
						16.500	16500	103673		-533	283998	0.00E+000	1.88E-003	1.88E-003	1.88E-003		1818	-2384	-566	5.66E+2	3.21E+5	1.43E-5	1.77E-3	1.77E-3	89.53		1.43E-5	3.64E-003	3.64E-003	1.33E-005	89.77		274.54	-89.77	1.08	-274.54	274.54		4.06E+002	-2.46E-03		332	-3.01E-03		1.18E-003	1.18E-003	1.40E-006	89.30		846.35	-89.30	10.28	-846.29	10.28	-846.29	846.353701	-89.30		1.08	-274.54	1.08	-274.54	274.539801	-89.77	57.57	57.577471	3.32E+3	88.92		1.74E-2	-88.92		10.28	-514.19	514.289006	2.64E+5	-88.86	3.89E-5	1.94E-3	1.94E-3	88.86
						16.600	16600	104301		-530	280587	0.00E+000	1.89E-003	1.89E-003	1.89E-003		1829	-2370	-541	5.41E+2	2.93E+5	1.57E-5	1.85E-3	1.85E-3	89.51		1.57E-5	3.74E-003	3.74E-003	1.40E-005	89.76		267.62	-89.76	1.13	-267.61	267.62		4.09E+002	-2.45E-03		334	-2.99E-03		1.29E-003	1.29E-003	1.67E-006	89.30		774.83	-89.30	9.44	-774.78	9.44	-774.78	774.834205	-89.30		1.13	-267.61	1.13	-267.61	267.616552	-89.76	66.50	66.513096	4.42E+3	89.03		1.50E-2	-89.03		9.44	-440.66	440.760059	1.94E+5	-88.77	4.86E-5	2.27E-3	2.27E-3	88.77
						16.700	16700	104929		-527	277236	0.00E+000	1.90E-003	1.90E-003	1.90E-003		1840	-2355	-516	5.16E+2	2.66E+5	1.73E-5	1.94E-3	1.94E-3	89.49		1.73E-5	3.84E-003	3.84E-003	1.47E-005	89.74		260.52	-89.74	1.17	-260.52	260.52		4.11E+002	-2.43E-03		336	-2.98E-03		1.41E-003	1.41E-003	1.98E-006	89.30		710.74	-89.30	8.74	-710.68	8.74	-710.68	710.736046	-89.30		1.17	-260.52	1.17	-260.52	260.523130	-89.74	75.61	75.619134	5.72E+3	89.11		1.32E-2	-89.11		8.74	-374.55	374.653746	1.40E+5	-88.66	6.23E-5	2.67E-3	2.67E-3	88.66
						16.800	16800	105558		-523	273946	0.00E+000	1.91E-003	1.91E-003	1.91E-003		1851	-2341	-491	4.91E+2	2.41E+5	1.91E-5	2.04E-3	2.04E-3	89.46		1.91E-5	3.95E-003	3.95E-003	1.56E-005	89.72		253.24	-89.72	1.23	-253.24	253.24		4.14E+002	-2.42E-03		338	-2.96E-03		1.53E-003	1.53E-003	2.35E-006	89.29		652.83	-89.29	8.14	-652.78	8.14	-652.78	652.827673	-89.29		1.23	-253.24	1.23	-253.24	253.244207	-89.72	84.90	84.910863	7.21E+3	89.17		1.18E-2	-89.17		8.14	-314.63	314.738999	9.91E+4	-88.52	8.22E-5	3.18E-3	3.18E-3	88.52
						16.900	16900	106186		-520	270713	0.00E+000	1.92E-003	1.92E-003	1.92E-003		1862	-2328	-466	4.66E+2	2.17E+5	2.12E-5	2.15E-3	2.15E-3	89.43		2.12E-5	4.07E-003	4.07E-003	1.66E-005	89.70		245.76	-89.70	1.28	-245.76	245.76		4.16E+002	-2.40E-03		340	-2.94E-03		1.67E-003	1.67E-003	2.78E-006	89.27		600.13	-89.27	7.64	-600.08	7.64	-600.08	600.128561	-89.27		1.28	-245.76	1.28	-245.76	245.762998	-89.70	94.40	94.405045	8.91E+3	89.22		1.06E-2	-89.22		7.64	-259.92	260.036121	6.76E+4	-88.32	1.13E-4	3.84E-3	3.85E-3	88.32
						17.000	17000	106814		-517	267538	0.00E+000	1.93E-003	1.93E-003	1.93E-003		1873	-2314	-441	4.41E+2	1.95E+5	2.36E-5	2.27E-3	2.27E-3	89.40		2.36E-5	4.20E-003	4.20E-003	1.76E-005	89.68		238.06	-89.68	1.34	-238.06	238.06		4.19E+002	-2.39E-03		342	-2.92E-03		1.81E-003	1.81E-003	3.28E-006	89.25		551.85	-89.25	7.20	-551.80	7.20	-551.80	551.847892	-89.25		1.34	-238.06	1.34	-238.06	238.061064	-89.68	104.11	104.120109	1.08E+4	89.26		9.60E-3	-89.26		7.20	-209.63	209.755786	4.40E+4	-88.03	1.64E-4	4.76E-3	4.77E-3	88.03
						17.100	17100	107442		-514	264418	0.00E+000	1.94E-003	1.94E-003	1.94E-003		1884	-2300	-416	4.17E+2	1.73E+5	2.65E-5	2.40E-3	2.40E-3	89.37		2.65E-5	4.35E-003	4.35E-003	1.89E-005	89.65		230.12	-89.65	1.40	-230.11	230.12		4.21E+002	-2.37E-03		344	-2.91E-03		1.97E-003	1.97E-003	3.89E-006	89.23		507.34	-89.23	6.83	-507.29	6.83	-507.29	507.340329	-89.23		1.40	-230.11	1.40	-230.11	230.118099	-89.65	114.07	114.076360	1.30E+4	89.29		8.77E-3	-89.29		6.83	-163.11	163.255621	2.67E+4	-87.60	2.56E-4	6.12E-3	6.13E-3	87.60
						17.200	17200	108071		-511	261352	0.00E+000	1.96E-003	1.96E-003	1.96E-003		1895	-2287	-392	3.92E+2	1.54E+5	2.99E-5	2.55E-3	2.55E-3	89.33		2.99E-5	4.51E-003	4.51E-003	2.03E-005	89.62		221.91	-89.62	1.47	-221.91	221.91		4.24E+002	-2.36E-03		346	-2.89E-03		2.15E-003	2.15E-003	4.60E-006	89.20		466.07	-89.20	6.50	-466.03	6.50	-466.03	466.073584	-89.20		1.47	-221.91	1.47	-221.91	221.911674	-89.62	124.29	124.296239	1.54E+4	89.32		8.05E-3	-89.32		6.50	-119.83	120.010083	1.44E+4	-86.90	4.51E-4	8.32E-3	8.33E-3	86.90
						17.300	17300	108699		-508	258340	0.00E+000	1.97E-003	1.97E-003	1.97E-003		1906	-2274	-368	3.68E+2	1.35E+5	3.40E-5	2.72E-3	2.72E-3	89.28		3.40E-5	4.69E-003	4.69E-003	2.20E-005	89.58		213.42	-89.58	1.55	-213.41	213.42		4.26E+002	-2.35E-03		348	-2.87E-03		2.34E-003	2.34E-003	5.47E-006	89.17		427.60	-89.17	6.21	-427.56	6.21	-427.56	427.604247	-89.17		1.55	-213.41	1.55	-213.41	213.416941	-89.58	134.80	134.804611	1.82E+4	89.34		7.42E-3	-89.34		6.21	-79.35	79.595040	6.34E+3	-85.52	9.81E-4	1.25E-2	1.26E-2	85.52
						17.400	17400	109327		-505	255379	0.00E+000	1.98E-003	1.98E-003	1.98E-003		1917	-2261	-344	3.44E+2	1.18E+5	3.89E-5	2.91E-3	2.91E-3	89.23		3.89E-5	4.89E-003	4.89E-003	2.39E-005	89.54		204.61	-89.54	1.63	-204.60	204.61		4.29E+002	-2.33E-03		350	-2.86E-03		2.55E-003	2.55E-003	6.52E-006	89.13		391.56	-89.13	5.97	-391.51	5.97	-391.51	391.559524	-89.13		1.63	-204.60	1.63	-204.60	204.606287	-89.54	145.62	145.629120	2.12E+4	89.36		6.87E-3	-89.36		5.97	-41.29	41.723137	1.74E+3	-81.78	3.43E-3	2.37E-2	2.40E-2	81.78
						17.500	17500	109956		-502	252468	0.00E+000	1.99E-003	1.99E-003	1.99E-003		1928	-2248	-320	3.20E+2	1.02E+5	4.50E-5	3.13E-3	3.13E-3	89.18		4.50E-5	5.12E-003	5.12E-003	2.62E-005	89.50		195.45	-89.50	1.72	-195.44	195.45		4.31E+002	-2.32E-03		352	-2.84E-03		2.80E-003	2.80E-003	7.82E-006	89.08		357.62	-89.08	5.75	-357.58	5.75	-357.58	357.623271	-89.08		1.72	-195.44	1.72	-195.44	195.448926	-89.50	156.79	156.800590	2.46E+4	89.37		6.38E-3	-89.37		5.75	-5.34	7.850388	6.16E+1	-42.91	9.33E-2	8.67E-2	1.27E-1	42.91
						17.600	17600	110584		-500	249608	0.00E+000	2.00E-003	2.00E-003	2.00E-003		1939	-2235	-296	2.96E+2	8.77E+4	5.25E-5	3.38E-3	3.38E-3	89.11		5.25E-5	5.38E-003	5.38E-003	2.89E-005	89.44		185.91	-89.44	1.81	-185.90	185.91		4.33E+002	-2.31E-03		354	-2.82E-03		3.07E-003	3.07E-003	9.44E-006	89.02		325.53	-89.02	5.56	-325.48	5.56	-325.48	325.525163	-89.02		1.81	-185.90	1.81	-185.90	185.910423	-89.44	168.34	168.353514	2.83E+4	89.38		5.94E-3	-89.38		5.56	28.77	29.300139	8.58E+2	79.06	6.48E-3	-3.35E-2	3.41E-2	-79.06
						17.700	17700	111212		-497	246795	0.00E+000	2.01E-003	2.01E-003	2.01E-003		1950	-2222	-272	2.72E+2	7.42E+4	6.20E-5	3.67E-3	3.67E-3	89.03		6.20E-5	5.68E-003	5.68E-003	3.23E-005	89.38		175.95	-89.38	1.92	-175.94	175.95		4.36E+002	-2.29E-03		356	-2.81E-03		3.39E-003	3.39E-003	1.15E-005	88.95		295.03	-88.95	5.39	-294.98	5.39	-294.98	295.032231	-88.95		1.92	-175.94	1.92	-175.94	175.952122	-89.38	180.32	180.326627	3.25E+4	89.39		5.55E-3	-89.39		5.39	61.28	61.512196	3.78E+3	84.97	1.43E-3	-1.62E-2	1.63E-2	-84.97
						17.800	17800	111841		-494	244030	0.00E+000	2.02E-003	2.02E-003	2.02E-003		1961	-2210	-249	2.49E+2	6.20E+4	7.42E-5	4.02E-3	4.02E-3	88.94		7.42E-5	6.04E-003	6.04E-003	3.65E-005	89.30		165.53	-89.30	2.03	-165.52	165.53		4.38E+002	-2.28E-03		358	-2.79E-03		3.76E-003	3.76E-003	1.41E-005	88.87		265.94	-88.87	5.25	-265.89	5.25	-265.89	265.942166	-88.87		2.03	-165.52	2.03	-165.52	165.530471	-89.30	192.75	192.763591	3.72E+4	89.40		5.19E-3	-89.40		5.25	92.38	92.529551	8.56E+3	86.75	6.13E-4	-1.08E-2	1.08E-2	-86.75
						17.900	17900	112469		-491	241311	0.00E+000	2.04E-003	2.04E-003	2.04E-003		1972	-2198	-226	2.26E+2	5.09E+4	9.04E-5	4.43E-3	4.43E-3	88.83		9.04E-5	6.47E-003	6.47E-003	4.18E-005	89.20		154.60	-89.20	2.16	-154.58	154.60		4.41E+002	-2.27E-03		360	-2.78E-03		4.20E-003	4.20E-003	1.76E-005	88.77		238.08	-88.77	5.12	-238.02	5.12	-238.02	238.077971	-88.77		2.16	-154.58	2.16	-154.58	154.596220	-89.20	205.70	205.713817	4.23E+4	89.40		4.86E-3	-89.40		5.12	122.26	122.368092	1.50E+4	87.60	3.42E-4	-8.16E-3	8.17E-3	-87.60
						18.000	18000	113097		-489	238637	0.00E+000	2.05E-003	2.05E-003	2.05E-003		1983	-2185	-202	2.02E+2	4.09E+4	1.12E-4	4.94E-3	4.94E-3	88.70		1.12E-4	6.99E-003	6.99E-003	4.88E-005	89.08		143.09	-89.08	2.30	-143.07	143.09		4.43E+002	-2.26E-03		362	-2.76E-03		4.73E-003	4.73E-003	2.24E-005	88.64		211.28	-88.64	5.01	-211.22	5.01	-211.22	211.283675	-88.64		2.30	-143.07	2.30	-143.07	143.093447	-89.08	219.22	219.233458	4.81E+4	89.40		4.56E-3	-89.40		5.01	151.07	151.155405	2.28E+4	88.10	2.19E-4	-6.61E-3	6.62E-3	-88.10
						18.100	18100	113726		-486	236008	0.00E+000	2.06E-003	2.06E-003	2.06E-003		1994	-2173	-179	1.79E+2	3.21E+4	1.43E-4	5.58E-3	5.58E-3	88.53		1.43E-4	7.63E-003	7.64E-003	5.83E-005	88.93		130.96	-88.93	2.45	-130.94	130.96		4.46E+002	-2.24E-03		364	-2.74E-03		5.39E-003	5.39E-003	2.91E-005	88.48		185.42	-88.48	4.92	-185.36	4.92	-185.36	185.420858	-88.48		2.45	-130.94	2.45	-130.94	130.958408	-88.93	233.37	233.386615	5.45E+4	89.40		4.28E-3	-89.40		4.92	178.95	179.021203	3.20E+4	88.42	1.54E-4	-5.58E-3	5.59E-3	-88.42
						18.200	18200	114354		-483	233421	0.00E+000	2.07E-003	2.07E-003	2.07E-003		2005	-2161	-156	1.56E+2	2.44E+4	1.88E-4	6.39E-3	6.40E-3	88.31		1.88E-4	8.46E-003	8.47E-003	7.17E-005	88.73		118.12	-88.73	2.63	-118.09	118.12		4.48E+002	-2.23E-03		366	-2.73E-03		6.23E-003	6.24E-003	3.89E-005	88.27		160.37	-88.27	4.84	-160.29	4.84	-160.29	160.365862	-88.27		2.63	-118.09	2.63	-118.09	118.118149	-88.73	248.23	248.246808	6.16E+4	89.39		4.03E-3	-89.39		4.84	206.03	206.085951	4.25E+4	88.65	1.14E-4	-4.85E-3	4.85E-3	-88.65
						18.300	18300	114982		-480	230877	0.00E+000	2.08E-003	2.08E-003	2.08E-003		2016	-2150	-133	1.34E+2	1.78E+4	2.58E-4	7.49E-3	7.49E-3	88.03		2.58E-4	9.57E-003	9.57E-003	9.16E-005	88.45		104.49	-88.45	2.82	-104.45	104.49		4.51E+002	-2.22E-03		368	-2.71E-03		7.35E-003	7.35E-003	5.41E-005	87.99		136.01	-87.99	4.77	-135.92	4.77	-135.92	136.007569	-87.99		2.82	-104.45	2.82	-104.45	104.488873	-88.45	263.88	263.898788	6.96E+4	89.39		3.79E-3	-89.39		4.77	232.41	232.459884	5.40E+4	88.82	8.83E-5	-4.30E-3	4.30E-3	-88.82
						18.400	18400	115611		-478	228374	0.00E+000	2.09E-003	2.09E-003	2.09E-003		2027	-2138	-111	1.11E+2	1.23E+4	3.75E-4	9.02E-3	9.02E-3	87.62		3.75E-4	1.11E-002	1.11E-002	1.24E-004	88.07		89.97	-88.07	3.03	-89.92	89.97		4.53E+002	-2.21E-03		370	-2.70E-03		8.90E-003	8.91E-003	7.94E-005	87.59		112.25	-87.59	4.72	-112.15	4.72	-112.15	112.245801	-87.59		3.03	-89.92	3.03	-89.92	89.974084	-88.07	280.42	280.440784	7.86E+4	89.38		3.57E-3	-89.38		4.72	258.20	258.243921	6.67E+4	88.95	7.08E-5	-3.87E-3	3.87E-3	-88.95
						18.500	18500	116239		-475	225912	0.00E+000	2.10E-003	2.10E-003	2.10E-003		2038	-2126	-88	8.83E+1	7.79E+3	5.90E-4	1.13E-2	1.13E-2	87.01		5.90E-4	1.34E-002	1.34E-002	1.80E-004	87.48		74.46	-87.48	3.27	-74.39	74.46		4.56E+002	-2.19E-03		372	-2.69E-03		1.12E-002	1.12E-002	1.26E-004	86.99		88.99	-86.99	4.67	-88.87	4.67	-88.87	88.990621	-86.99		3.27	-74.39	3.27	-74.39	74.462765	-87.48	297.97	297.987314	8.88E+4	89.37		3.36E-3	-89.37		4.67	283.49	283.530923	8.04E+4	89.06	5.82E-5	-3.53E-3	3.53E-3	-89.06
						18.600	18600	116867		-473	223490	0.00E+000	2.12E-003	2.12E-003	2.12E-003		2049	-2115	-66	6.59E+1	4.34E+3	1.06E-3	1.51E-2	1.52E-2	86.00		1.06E-3	1.73E-002	1.73E-002	2.99E-004	86.48		57.83	-86.48	3.55	-57.72	57.83		4.58E+002	-2.18E-03		374	-2.67E-03		1.51E-002	1.51E-002	2.28E-004	85.98		66.16	-85.98	4.64	-66.00	4.64	-66.00	66.163869	-85.98		3.55	-57.72	3.55	-57.72	57.828820	-86.48	316.65	316.672717	1.00E+5	89.36		3.16E-3	-89.36		4.64	308.37	308.406941	9.51E+4	89.14	4.88E-5	-3.24E-3	3.24E-3	-89.14
						18.700	18700	117496		-470	221106	0.00E+000	2.13E-003	2.13E-003	2.13E-003		2060	-2104	-43	4.36E+1	1.90E+3	2.42E-3	2.28E-2	2.29E-2	83.95		2.42E-3	2.49E-002	2.50E-002	6.27E-004	84.46		39.94	-84.46	3.86	-39.75	39.94		4.61E+002	-2.17E-03		376	-2.66E-03		2.28E-002	2.29E-002	5.23E-004	83.94		43.71	-83.94	4.62	-43.47	4.62	-43.47	43.709941	-83.94		3.86	-39.75	3.86	-39.75	39.938588	-84.46	336.63	336.655666	1.13E+5	89.34		2.97E-3	-89.34		4.62	332.92	332.952362	1.11E+5	89.21	4.17E-5	-3.00E-3	3.00E-3	-89.21
						18.800	18800	118124		-468	218760	0.00E+000	2.14E-003	2.14E-003	2.14E-003		2071	-2092	-21	2.17E+1	4.70E+2	9.80E-3	4.51E-2	4.61E-2	77.74		9.80E-3	4.72E-002	4.82E-002	2.33E-003	78.28		20.73	-78.28	4.21	-20.30	20.73		4.63E+002	-2.16E-03		378	-2.64E-03		4.51E-002	4.61E-002	2.13E-003	77.74		21.68	-77.74	4.60	-21.19	4.60	-21.19	21.679701	-77.74		4.21	-20.30	4.21	-20.30	20.730154	-78.28	358.10	358.124949	1.28E+5	89.33		2.79E-3	-89.33		4.60	357.21	357.242941	1.28E+5	89.26	3.61E-5	-2.80E-3	2.80E-3	-89.26
						18.810	18810	118187		-467	218527	0.00E+000	2.14E-003	2.14E-003	2.14E-003		2072	-2091	-19	1.95E+1	3.81E+2	1.21E-2	4.98E-2	5.13E-2	76.36		1.21E-2	5.19E-002	5.33E-002	2.84E-003	76.91		18.75	-76.91	4.25	-18.26	18.75		4.63E+002	-2.16E-03		379	-2.64E-03		4.98E-002	5.12E-002	2.62E-003	76.36		19.52	-76.36	4.60	-18.97	4.60	-18.97	19.518972	-76.36		4.25	-18.26	4.25	-18.26	18.750295	-76.91	360.34	360.361969	1.30E+5	89.32		2.77E-3	-89.32		4.60	359.63	359.660783	1.29E+5	89.27	3.56E-5	-2.78E-3	2.78E-3	-89.27
						18.820	18820	118250		-467	218295	0.00E+000	2.14E-003	2.14E-003	2.14E-003		2073	-2090	-17	1.74E+1	3.02E+2	1.52E-2	5.55E-2	5.76E-2	74.64		1.52E-2	5.77E-002	5.96E-002	3.56E-003	75.19		16.77	-75.19	4.29	-16.21	16.77		4.63E+002	-2.16E-03		379	-2.64E-03		5.55E-002	5.76E-002	3.31E-003	74.64		17.37	-74.64	4.60	-16.75	4.60	-16.75	17.374094	-74.64		4.29	-16.21	4.29	-16.21	16.767210	-75.19	362.59	362.616328	1.31E+5	89.32		2.76E-3	-89.32		4.60	362.05	362.076870	1.31E+5	89.27	3.51E-5	-2.76E-3	2.76E-3	-89.27
						18.830	18830	118312		-467	218063	0.00E+000	2.14E-003	2.14E-003	2.14E-003		2074	-2089	-15	1.52E+1	2.32E+2	1.98E-2	6.25E-2	6.56E-2	72.44		1.98E-2	6.47E-002	6.76E-002	4.57E-003	72.99		14.79	-72.99	4.33	-14.14	14.79		4.64E+002	-2.16E-03		379	-2.64E-03		6.25E-002	6.56E-002	4.30E-003	72.44		15.25	-72.44	4.60	-14.54	4.60	-14.54	15.250921	-72.44		4.33	-14.14	4.33	-14.14	14.786582	-72.99	364.86	364.888279	1.33E+5	89.32		2.74E-3	-89.32		4.60	364.46	364.491272	1.33E+5	89.28	3.46E-5	-2.74E-3	2.74E-3	-89.28
						18.840	18840	118375		-467	217832	0.00E+000	2.14E-003	2.14E-003	2.14E-003		2076	-2088	-12	1.32E+1	1.73E+2	2.66E-2	7.12E-2	7.60E-2	69.54		2.66E-2	7.34E-002	7.80E-002	6.09E-003	70.09		12.82	-70.09	4.37	-12.05	12.82		4.64E+002	-2.16E-03		379	-2.64E-03		7.12E-002	7.60E-002	5.77E-003	69.53		13.16	-69.53	4.60	-12.33	4.60	-12.33	13.159046	-69.53		4.37	-12.05	4.37	-12.05	12.817844	-70.09	367.15	367.178084	1.35E+5	89.32		2.72E-3	-89.32		4.60	366.88	366.904059	1.35E+5	89.28	3.42E-5	-2.73E-3	2.73E-3	-89.28
						18.850	18850	118438		-466	217601	0.00E+000	2.14E-003	2.14E-003	2.14E-003		2077	-2087	-10	1.11E+1	1.24E+2	3.72E-2	8.19E-2	9.00E-2	65.55		3.72E-2	8.41E-002	9.19E-002	8.45E-003	66.10		10.88	-66.10	4.41	-9.95	10.88		4.64E+002	-2.15E-03		379	-2.64E-03		8.19E-002	9.00E-002	8.09E-003	65.55		11.12	-65.55	4.60	-10.12	4.60	-10.12	11.115121	-65.55		4.41	-9.95	4.41	-9.95	10.877510	-66.10	369.46	369.486005	1.37E+5	89.32		2.71E-3	-89.32		4.60	369.29	369.315299	1.36E+5	89.29	3.37E-5	-2.71E-3	2.71E-3	-89.29
						18.860	18860	118501		-466	217370	0.00E+000	2.14E-003	2.14E-003	2.14E-003		2078	-2086	-8	9.15E+0	8.37E+1	5.49E-2	9.45E-2	1.09E-1	59.82		5.49E-2	9.66E-002	1.11E-001	1.24E-002	60.37		9.00	-60.37	4.45	-7.82	9.00		4.64E+002	-2.15E-03		380	-2.63E-03		9.45E-002	1.09E-001	1.19E-002	59.82		9.15	-59.82	4.60	-7.91	4.60	-7.91	9.150149	-59.82		4.45	-7.82	4.45	-7.82	8.996511	-60.37	371.79	371.812314	1.38E+5	89.31		2.69E-3	-89.31		4.60	371.70	371.725062	1.38E+5	89.29	3.33E-5	-2.69E-3	2.69E-3	-89.29
						18.870	18870	118564		-466	217140	0.00E+000	2.15E-003	2.15E-003	2.15E-003		2079	-2085	-6	7.33E+0	5.37E+1	8.57E-2	1.06E-1	1.36E-1	51.11		8.57E-2	1.08E-001	1.38E-001	1.91E-002	51.67		7.24	-51.67	4.49	-5.68	7.24		4.65E+002	-2.15E-03		380	-2.63E-03		1.06E-001	1.36E-001	1.86E-002	51.10		7.33	-51.10	4.60	-5.70	4.60	-5.70	7.326527	-51.10		4.49	-5.68	4.49	-5.68	7.237371	-51.67	374.13	374.157284	1.40E+5	89.31		2.67E-3	-89.31		4.60	374.11	374.133417	1.40E+5	89.30	3.29E-5	-2.67E-3	2.67E-3	-89.30
						18.872	18872	118576		-466	217094	0.00E+000	2.15E-003	2.15E-003	2.15E-003		2079	-2084	-5	6.99E+0	4.88E+1	9.42E-2	1.08E-1	1.43E-1	48.83		9.42E-2	1.10E-001	1.45E-001	2.09E-002	49.39		6.91	-49.39	4.50	-5.25	6.91		4.65E+002	-2.15E-03		380	-2.63E-03		1.08E-001	1.43E-001	2.05E-002	48.83		6.99	-48.83	4.60	-5.26	4.60	-5.26	6.988538	-48.83		4.50	-5.25	4.50	-5.25	6.909984	-49.39	374.60	374.628542	1.40E+5	89.31		2.67E-3	-89.31		4.60	374.59	374.614925	1.40E+5	89.30	3.28E-5	-2.67E-3	2.67E-3	-89.30
						18.874	18874	118589		-466	217048	0.00E+000	2.15E-003	2.15E-003	2.15E-003		2079	-2084	-5	6.66E+0	4.44E+1	1.04E-1	1.09E-1	1.50E-1	46.34		1.04E-1	1.11E-001	1.52E-001	2.30E-002	46.90		6.59	-46.90	4.51	-4.81	6.59		4.65E+002	-2.15E-03		380	-2.63E-03		1.09E-001	1.50E-001	2.25E-002	46.33		6.66	-46.33	4.60	-4.82	4.60	-4.82	6.662683	-46.33		4.51	-4.81	4.51	-4.81	6.593989	-46.90	375.07	375.100560	1.41E+5	89.31		2.67E-3	-89.31		4.60	375.07	375.096380	1.41E+5	89.30	3.27E-5	-2.67E-3	2.67E-3	-89.30
						18.876	18876	118601		-466	217002	0.00E+000	2.15E-003	2.15E-003	2.15E-003		2080	-2084	-4	6.35E+0	4.03E+1	1.14E-1	1.09E-1	1.57E-1	43.59		1.14E-1	1.11E-001	1.59E-001	2.53E-002	44.15		6.29	-44.15	4.51	-4.38	6.29		4.65E+002	-2.15E-03		380	-2.63E-03		1.09E-001	1.57E-001	2.48E-002	43.59		6.35	-43.59	4.60	-4.38	4.60	-4.38	6.350819	-43.59		4.51	-4.38	4.51	-4.38	6.291256	-44.15	375.55	375.573341	1.41E+5	89.31		2.66E-3	-89.31		4.60	375.55	375.577783	1.41E+5	89.30	3.26E-5	-2.66E-3	2.66E-3	-89.30
						18.878	18878	118614		-466	216956	0.00E+000	2.15E-003	2.15E-003	2.15E-003		2080	-2084	-4	6.05E+0	3.67E+1	1.25E-1	1.07E-1	1.65E-1	40.56		1.25E-1	1.10E-001	1.67E-001	2.77E-002	41.12		6.00	-41.12	4.52	-3.95	6.00		4.65E+002	-2.15E-03		380	-2.63E-03		1.07E-001	1.65E-001	2.73E-002	40.56		6.06	-40.56	4.60	-3.94	4.60	-3.94	6.055096	-40.56		4.52	-3.95	4.52	-3.95	6.003956	-41.12	376.02	376.046886	1.41E+5	89.31		2.66E-3	-89.31		4.60	376.03	376.059133	1.41E+5	89.30	3.25E-5	-2.66E-3	2.66E-3	-89.30
						18.880	18880	118627		-466	216910	0.00E+000	2.15E-003	2.15E-003	2.15E-003		2080	-2083	-3	5.78E+0	3.34E+1	1.38E-1	1.05E-1	1.73E-1	37.24		1.38E-1	1.07E-001	1.74E-001	3.04E-002	37.80		5.73	-37.80	4.53	-3.51	5.73		4.65E+002	-2.15E-03		380	-2.63E-03		1.05E-001	1.73E-001	3.00E-002	37.24		5.78	-37.24	4.60	-3.50	4.60	-3.50	5.777981	-37.24		4.53	-3.51	4.53	-3.51	5.734581	-37.80	376.49	376.521197	1.42E+5	89.31		2.66E-3	-89.31		4.60	376.51	376.540433	1.42E+5	89.30	3.24E-5	-2.66E-3	2.66E-3	-89.30
						18.882	18882	118639		-466	216864	0.00E+000	2.15E-003	2.15E-003	2.15E-003		2080	-2083	-3	5.52E+0	3.05E+1	1.51E-1	1.00E-1	1.81E-1	33.59		1.51E-1	1.02E-001	1.82E-001	3.32E-002	34.15		5.49	-34.15	4.54	-3.08	5.49		4.65E+002	-2.15E-03		380	-2.63E-03		1.00E-001	1.81E-001	3.28E-002	33.59		5.52	-33.59	4.60	-3.06	4.60	-3.06	5.522263	-33.59		4.54	-3.08	4.54	-3.08	5.485952	-34.15	376.97	376.996278	1.42E+5	89.31		2.65E-3	-89.31		4.60	376.99	377.021681	1.42E+5	89.30	3.24E-5	-2.65E-3	2.65E-3	-89.30
						18.884	18884	118652		-466	216818	0.00E+000	2.15E-003	2.15E-003	2.15E-003		2080	-2083	-3	5.29E+0	2.80E+1	1.64E-1	9.34E-2	1.89E-1	29.61		1.64E-1	9.55E-002	1.90E-001	3.61E-002	30.17		5.26	-30.17	4.55	-2.64	5.26		4.65E+002	-2.15E-03		380	-2.63E-03		9.34E-002	1.89E-001	3.57E-002	29.61		5.29	-29.61	4.60	-2.61	4.60	-2.61	5.291033	-29.61		4.55	-2.64	4.55	-2.64	5.261202	-30.17	377.44	377.472130	1.42E+5	89.31		2.65E-3	-89.31		4.60	377.47	377.502879	1.43E+5	89.30	3.23E-5	-2.65E-3	2.65E-3	-89.30
						18.886	18886	118664		-466	216772	0.00E+000	2.15E-003	2.15E-003	2.15E-003		2081	-2083	-2	5.09E+0	2.59E+1	1.78E-1	8.40E-2	1.97E-1	25.29		1.78E-1	8.61E-002	1.97E-001	3.90E-002	25.85		5.06	-25.85	4.56	-2.21	5.06		4.65E+002	-2.15E-03		380	-2.63E-03		8.40E-002	1.97E-001	3.86E-002	25.29		5.09	-25.29	4.60	-2.17	4.60	-2.17	5.087617	-25.29		4.56	-2.21	4.56	-2.21	5.063708	-25.85	377.92	377.948756	1.43E+5	89.31		2.65E-3	-89.31		4.60	377.96	377.984028	1.43E+5	89.30	3.22E-5	-2.65E-3	2.65E-3	-89.30
						18.888	18888	118677		-466	216726	0.00E+000	2.15E-003	2.15E-003	2.15E-003		2081	-2083	-2	4.92E+0	2.42E+1	1.90E-1	7.17E-2	2.03E-1	20.64		1.90E-1	7.39E-002	2.04E-001	4.17E-002	21.20		4.90	-21.20	4.57	-1.77	4.90		4.65E+002	-2.15E-03		380	-2.63E-03		7.17E-002	2.03E-001	4.14E-002	20.64		4.92	-20.64	4.60	-1.73	4.60	-1.73	4.915455	-20.64		4.57	-1.77	4.57	-1.77	4.896978	-21.20	378.40	378.426158	1.43E+5	89.31		2.64E-3	-89.31		4.60	378.44	378.465127	1.43E+5	89.30	3.21E-5	-2.64E-3	2.64E-3	-89.30
						18.890	18890	118689		-465	216680	0.00E+000	2.15E-003	2.15E-003	2.15E-003		2081	-2082	-1	4.78E+0	2.28E+1	2.02E-1	5.66E-2	2.09E-1	15.68		2.02E-1	5.87E-002	2.10E-001	4.41E-002	16.25		4.76	-16.25	4.57	-1.33	4.76		4.65E+002	-2.15E-03		380	-2.63E-03		5.66E-002	2.09E-001	4.38E-002	15.68		4.78	-15.68	4.60	-1.29	4.60	-1.29	4.777914	-15.68		4.57	-1.33	4.57	-1.33	4.764454	-16.25	378.88	378.904339	1.44E+5	89.31		2.64E-3	-89.31		4.60	378.92	378.946177	1.44E+5	89.30	3.20E-5	-2.64E-3	2.64E-3	-89.30
						18.892	18892	118702		-465	216634	0.00E+000	2.15E-003	2.15E-003	2.15E-003		2081	-2082	-1	4.68E+0	2.19E+1	2.10E-1	3.89E-2	2.14E-1	10.48		2.10E-1	4.10E-002	2.14E-001	4.59E-002	11.04		4.67	-11.04	4.58	-0.89	4.67		4.65E+002	-2.15E-03		380	-2.63E-03		3.89E-002	2.14E-001	4.57E-002	10.48		4.68	-10.48	4.60	-0.85	4.60	-0.85	4.678035	-10.48		4.58	-0.89	4.58	-0.89	4.669268	-11.04	379.36	379.383300	1.44E+5	89.31		2.64E-3	-89.31		4.60	379.40	379.427180	1.44E+5	89.31	3.20E-5	-2.64E-3	2.64E-3	-89.31
						18.894	18894	118715		-465	216588	0.00E+000	2.15E-003	2.15E-003	2.15E-003		2082	-2082	0	4.62E+0	2.13E+1	2.16E-1	1.92E-2	2.17E-1	5.09		2.16E-1	2.14E-002	2.17E-001	4.70E-002	5.66		4.61	-5.66	4.59	-0.46	4.61		4.65E+002	-2.15E-03		380	-2.63E-03		1.92E-002	2.17E-001	4.69E-002	5.09		4.62	-5.09	4.60	-0.41	4.60	-0.41	4.618248	-5.09		4.59	-0.46	4.59	-0.46	4.613956	-5.66	379.84	379.863044	1.44E+5	89.31		2.63E-3	-89.31		4.60	379.88	379.908135	1.44E+5	89.31	3.19E-5	-2.63E-3	2.63E-3	-89.31
						18.896	18895.861250	118726		-465	216546	0.00E+000	2.15E-003	2.15E-003	2.15E-003		2082	-2082	0	4.60E+0	2.12E+1	2.17E-1	-0.00E+0	2.17E-1	0.00		2.17E-1	2.15E-003	2.17E-001	4.73E-002	0.57		4.60	-0.57	4.60	-0.05	4.60		4.65E+002	-2.15E-03		380	-2.63E-03		0.00E+000	2.17E-001	4.73E-002	0.00		4.60	0.00	4.60	0.00	4.60	0.00	4.600000	0.00		4.60	-0.05	4.60	-0.05	4.599775	-0.57	380.28	380.310212	1.45E+5	89.31		2.63E-3	-89.31		4.60	380.33	380.355681	1.45E+5	89.31	3.18E-5	-2.63E-3	2.63E-3	-89.31
						18.896	18896	118727		-465	216543	0.00E+000	2.15E-003	2.15E-003	2.15E-003		2082	-2082	0	4.60E+0	2.12E+1	2.17E-1	-1.44E-3	2.17E-1	-0.38		2.17E-1	7.04E-004	2.17E-001	4.73E-002	0.19		4.60	-0.19	4.60	-0.01	4.60		4.65E+002	-2.15E-03		380	-2.63E-03		-1.44E-003	2.17E-001	4.73E-002	-0.38		4.60	0.38	4.60	0.03	4.60	0.03	4.600102	0.38		4.60	-0.01	4.60	-0.01	4.600179	-0.19	380.32	380.343574	1.45E+5	89.31		2.63E-3	-89.31		4.60	380.36	380.389043	1.45E+5	89.31	3.18E-5	-2.63E-3	2.63E-3	-89.31
						18.898	18898	118740		-465	216497	0.00E+000	2.15E-003	2.15E-003	2.15E-003		2082	-2082	0	4.62E+0	2.14E+1	2.15E-1	-2.20E-2	2.16E-1	-5.85		2.15E-1	-1.99E-002	2.16E-001	4.67E-002	-5.28		4.63	5.28	4.61	0.43	4.63		4.65E+002	-2.15E-03		380	-2.63E-03		-2.20E-002	2.16E-001	4.68E-002	-5.85		4.62	5.85	4.60	0.47	4.60	0.47	4.624074	5.85		4.61	0.43	4.61	0.43	4.628534	5.28	380.80	380.824892	1.45E+5	89.31		2.63E-3	-89.31		4.60	380.84	380.869904	1.45E+5	89.31	3.17E-5	-2.63E-3	2.63E-3	-89.31
						18.900	18900	118752		-465	216451	0.00E+000	2.15E-003	2.15E-003	2.15E-003		2082	-2081	1	4.69E+0	2.20E+1	2.09E-1	-4.15E-2	2.13E-1	-11.21		2.09E-1	-3.93E-002	2.13E-001	4.53E-002	-10.64		4.70	10.64	4.62	0.87	4.70		4.65E+002	-2.15E-03		380	-2.63E-03		-4.15E-002	2.13E-001	4.55E-002	-11.21		4.69	11.21	4.60	0.91	4.60	0.91	4.689506	11.21		4.62	0.87	4.62	0.87	4.698480	10.64	381.28	381.307000	1.45E+5	89.31		2.62E-3	-89.31		4.60	381.32	381.350720	1.45E+5	89.31	3.16E-5	-2.62E-3	2.62E-3	-89.31
						18.902	18902	118765		-465	216405	0.00E+000	2.15E-003	2.15E-003	2.15E-003		2082	-2081	1	4.79E+0	2.30E+1	2.00E-1	-5.88E-2	2.09E-1	-16.38		2.00E-1	-5.67E-002	2.08E-001	4.33E-002	-15.81		4.81	15.81	4.63	1.31	4.81		4.65E+002	-2.15E-03		380	-2.63E-03		-5.88E-002	2.09E-001	4.35E-002	-16.38		4.79	16.38	4.60	1.35	4.60	1.35	4.794688	16.38		4.63	1.31	4.63	1.31	4.808422	15.81	381.76	381.789901	1.46E+5	89.31		2.62E-3	-89.31		4.60	381.80	381.831490	1.46E+5	89.31	3.16E-5	-2.62E-3	2.62E-3	-89.31
						18.904	18904	118777		-465	216359	0.00E+000	2.15E-003	2.15E-003	2.15E-003		2083	-2081	2	4.94E+0	2.44E+1	1.89E-1	-7.36E-2	2.03E-1	-21.29		1.89E-1	-7.14E-002	2.02E-001	4.07E-002	-20.73		4.96	20.73	4.64	1.75	4.96		4.66E+002	-2.15E-03		380	-2.63E-03		-7.36E-002	2.03E-001	4.10E-002	-21.29		4.94	21.29	4.60	1.79	4.60	1.79	4.937068	21.29		4.64	1.75	4.64	1.75	4.955911	20.73	382.25	382.273597	1.46E+5	89.31		2.62E-3	-89.31		4.60	382.28	382.312215	1.46E+5	89.31	3.15E-5	-2.62E-3	2.62E-3	-89.31
						18.906	18906	118790		-465	216314	0.00E+000	2.15E-003	2.15E-003	2.15E-003		2083	-2081	2	5.11E+0	2.61E+1	1.76E-1	-8.54E-2	1.96E-1	-25.90		1.76E-1	-8.33E-002	1.95E-001	3.79E-002	-25.33		5.14	25.33	4.64	2.20	5.14		4.66E+002	-2.15E-03		381	-2.63E-03		-8.54E-002	1.96E-001	3.82E-002	-25.90		5.11	25.90	4.60	2.23	4.60	2.23	5.113528	25.90		4.64	2.20	4.64	2.20	5.137921	25.33	382.73	382.758090	1.47E+5	89.30		2.61E-3	-89.30		4.60	382.77	382.792896	1.47E+5	89.31	3.14E-5	-2.61E-3	2.61E-3	-89.31
						18.908	18908	118802		-465	216268	0.00E+000	2.15E-003	2.15E-003	2.15E-003		2083	-2080	3	5.32E+0	2.83E+1	1.62E-1	-9.44E-2	1.88E-1	-30.17		1.62E-1	-9.23E-002	1.87E-001	3.49E-002	-29.60		5.35	29.60	4.65	2.64	5.35		4.66E+002	-2.15E-03		381	-2.63E-03		-9.44E-002	1.88E-001	3.53E-002	-30.17		5.32	30.17	4.60	2.67	4.60	2.67	5.320668	30.17		4.65	2.64	4.65	2.64	5.351132	29.60	383.22	383.243384	1.47E+5	89.30		2.61E-3	-89.30		4.60	383.25	383.273534	1.47E+5	89.31	3.13E-5	-2.61E-3	2.61E-3	-89.31
						18.910	18910	118815		-465	216222	0.00E+000	2.15E-003	2.15E-003	2.15E-003		2083	-2080	3	5.55E+0	3.09E+1	1.49E-1	-1.01E-1	1.80E-1	-34.10		1.49E-1	-9.88E-002	1.79E-001	3.20E-002	-33.53		5.59	33.53	4.66	3.09	5.59		4.66E+002	-2.15E-03		381	-2.63E-03		-1.01E-001	1.80E-001	3.24E-002	-34.10		5.56	34.10	4.60	3.11	4.60	3.11	5.555047	34.10		4.66	3.09	4.66	3.09	5.592167	33.53	383.70	383.729480	1.47E+5	89.30		2.61E-3	-89.30		4.60	383.73	383.754128	1.47E+5	89.31	3.12E-5	-2.61E-3	2.61E-3	-89.31
						18.912	18912	118828		-465	216176	0.00E+000	2.15E-003	2.15E-003	2.15E-003		2084	-2080	4	5.81E+0	3.38E+1	1.36E-1	-1.05E-1	1.72E-1	-37.69		1.36E-1	-1.03E-001	1.71E-001	2.91E-002	-37.12		5.86	37.12	4.67	3.54	5.86		4.66E+002	-2.15E-03		381	-2.63E-03		-1.05E-001	1.72E-001	2.96E-002	-37.69		5.81	37.69	4.60	3.55	4.60	3.55	5.813361	37.69		4.67	3.54	4.67	3.54	5.857779	37.12	384.19	384.216380	1.48E+5	89.30		2.60E-3	-89.30		4.60	384.21	384.234679	1.48E+5	89.31	3.12E-5	-2.60E-3	2.60E-3	-89.31
						18.914	18914	118840		-465	216131	0.00E+000	2.15E-003	2.15E-003	2.15E-003		2084	-2080	4	6.09E+0	3.71E+1	1.24E-1	-1.08E-1	1.64E-1	-40.97		1.24E-1	-1.05E-001	1.63E-001	2.65E-002	-40.40		6.14	40.40	4.68	3.98	6.14		4.66E+002	-2.15E-03		381	-2.63E-03		-1.08E-001	1.64E-001	2.69E-002	-40.97		6.09	40.97	4.60	3.99	4.60	3.99	6.092559	40.97		4.68	3.98	4.68	3.98	6.144957	40.40	384.68	384.704088	1.48E+5	89.30		2.60E-3	-89.30		4.60	384.69	384.715188	1.48E+5	89.31	3.11E-5	-2.60E-3	2.60E-3	-89.31
						18.916	18916	118853		-465	216085	0.00E+000	2.15E-003	2.15E-003	2.15E-003		2084	-2080	4	6.39E+0	4.08E+1	1.13E-1	-1.09E-1	1.57E-1	-43.95		1.13E-1	-1.06E-001	1.55E-001	2.40E-002	-43.38		6.45	43.38	4.69	4.43	6.45		4.66E+002	-2.15E-03		381	-2.63E-03		-1.09E-001	1.56E-001	2.45E-002	-43.95		6.39	43.95	4.60	4.43	4.60	4.43	6.389894	43.95		4.69	4.43	4.69	4.43	6.450992	43.38	385.16	385.192606	1.48E+5	89.30		2.60E-3	-89.30		4.60	385.17	385.195656	1.48E+5	89.32	3.10E-5	-2.60E-3	2.60E-3	-89.32
						18.918	18918	118865		-465	216039	0.00E+000	2.15E-003	2.15E-003	2.15E-003		2084	-2079	5	6.70E+0	4.49E+1	1.02E-1	-1.09E-1	1.49E-1	-46.66		1.02E-1	-1.06E-001	1.48E-001	2.18E-002	-46.09		6.77	46.09	4.70	4.88	6.77		4.66E+002	-2.15E-03		381	-2.63E-03		-1.09E-001	1.49E-001	2.23E-002	-46.66		6.70	46.66	4.60	4.88	4.60	4.88	6.702946	46.66		4.70	4.88	4.70	4.88	6.773492	46.09	385.65	385.681936	1.49E+5	89.30		2.59E-3	-89.30		4.60	385.65	385.676083	1.49E+5	89.32	3.09E-5	-2.59E-3	2.59E-3	-89.32
						18.920	18920	118878		-465	215994	0.00E+000	2.15E-003	2.15E-003	2.15E-003		2084	-2079	5	7.03E+0	4.94E+1	9.31E-2	-1.08E-1	1.42E-1	-49.13		9.31E-2	-1.05E-001	1.41E-001	1.98E-002	-48.55		7.11	48.55	4.71	5.33	7.11		4.66E+002	-2.15E-03		381	-2.63E-03		-1.08E-001	1.42E-001	2.02E-002	-49.12		7.03	49.12	4.60	5.32	4.60	5.32	7.029608	49.12		4.71	5.33	4.71	5.33	7.110371	48.55	386.14	386.172080	1.49E+5	89.30		2.59E-3	-89.30		4.60	386.13	386.156469	1.49E+5	89.32	3.09E-5	-2.59E-3	2.59E-3	-89.32
						18.922	18922	118890		-465	215948	0.00E+000	2.15E-003	2.15E-003	2.15E-003		2085	-2079	6	7.37E+0	5.43E+1	8.47E-2	-1.06E-1	1.36E-1	-51.37		8.47E-2	-1.04E-001	1.34E-001	1.80E-002	-50.79		7.46	50.79	4.72	5.78	7.46		4.66E+002	-2.15E-03		381	-2.63E-03		-1.06E-001	1.36E-001	1.84E-002	-51.36		7.37	51.36	4.60	5.76	4.60	5.76	7.368063	51.36		4.72	5.78	4.72	5.78	7.459832	50.79	386.63	386.663042	1.50E+5	89.30		2.59E-3	-89.30		4.60	386.61	386.636815	1.49E+5	89.32	3.08E-5	-2.59E-3	2.59E-3	-89.32
						18.924	18924	118903		-465	215902	0.00E+000	2.15E-003	2.15E-003	2.15E-003		2085	-2079	6	7.72E+0	5.95E+1	7.73E-2	-1.04E-1	1.30E-1	-53.41		7.73E-2	-1.02E-001	1.28E-001	1.64E-002	-52.83		7.82	52.83	4.72	6.23	7.82		4.66E+002	-2.15E-03		381	-2.63E-03		-1.04E-001	1.30E-001	1.68E-002	-53.41		7.72	53.41	4.60	6.20	4.60	6.20	7.716754	53.41		4.72	6.23	4.72	6.23	7.820332	52.83	387.13	387.154824	1.50E+5	89.30		2.58E-3	-89.30		4.60	387.09	387.117122	1.50E+5	89.32	3.07E-5	-2.58E-3	2.58E-3	-89.32
						18.926	18926	118916		-465	215857	0.00E+000	2.15E-003	2.15E-003	2.15E-003		2085	-2078	7	8.07E+0	6.52E+1	7.06E-2	-1.02E-1	1.24E-1	-55.27		7.06E-2	-9.96E-002	1.22E-001	1.49E-002	-54.69		8.19	54.69	4.73	6.68	8.19		4.66E+002	-2.15E-03		381	-2.63E-03		-1.02E-001	1.24E-001	1.53E-002	-55.27		8.07	55.27	4.60	6.64	4.60	6.64	8.074347	55.27		4.73	6.68	4.73	6.68	8.190550	54.69	387.62	387.647428	1.50E+5	89.30		2.58E-3	-89.30		4.60	387.57	387.597390	1.50E+5	89.32	3.06E-5	-2.58E-3	2.58E-3	-89.32
						18.928	18928	118928		-465	215811	0.00E+000	2.15E-003	2.15E-003	2.15E-003		2085	-2078	7	8.44E+0	7.12E+1	6.46E-2	-9.93E-2	1.18E-1	-56.97		6.46E-2	-9.72E-002	1.17E-001	1.36E-002	-56.39		8.57	56.39	4.74	7.14	8.57		4.66E+002	-2.15E-03		381	-2.62E-03		-9.93E-002	1.18E-001	1.40E-002	-56.97		8.44	56.97	4.60	7.08	4.60	7.08	8.439706	56.97		4.74	7.14	4.74	7.14	8.569359	56.39	388.11	388.140857	1.51E+5	89.30		2.58E-3	-89.30		4.60	388.05	388.077619	1.51E+5	89.32	3.05E-5	-2.58E-3	2.58E-3	-89.32
						18.930	18930	118941		-465	215765	0.00E+000	2.15E-003	2.15E-003	2.15E-003		2086	-2078	8	8.81E+0	7.76E+1	5.92E-2	-9.68E-2	1.13E-1	-58.53		5.92E-2	-9.46E-002	1.12E-001	1.25E-002	-57.95		8.96	57.95	4.75	7.59	8.96		4.66E+002	-2.15E-03		381	-2.62E-03		-9.68E-002	1.13E-001	1.29E-002	-58.53		8.81	58.53	4.60	7.52	4.60	7.52	8.811860	58.53		4.75	7.59	4.75	7.59	8.955798	57.95	388.61	388.635112	1.51E+5	89.30		2.57E-3	-89.30		4.60	388.53	388.557811	1.51E+5	89.32	3.05E-5	-2.57E-3	2.57E-3	-89.32
						18.940	18940	119004		-464	215538	0.00E+000	2.15E-003	2.15E-003	2.15E-003		2087	-2077	10	1.07E+1	1.16E+2	3.98E-2	-8.41E-2	9.30E-2	-64.66		3.98E-2	-8.19E-002	9.11E-002	8.30E-003	-64.08		10.98	64.08	4.80	9.87	10.98		4.66E+002	-2.14E-03		381	-2.62E-03		-8.41E-002	9.30E-002	8.65E-003	-64.66		10.75	64.66	4.60	9.71	4.60	9.71	10.749284	64.66		4.80	9.87	4.80	9.87	10.977376	64.08	391.09	391.118892	1.53E+5	89.30		2.56E-3	-89.30		4.60	390.93	390.958222	1.53E+5	89.33	3.01E-5	-2.56E-3	2.56E-3	-89.33
						18.950	18950	119066		-464	215310	0.00E+000	2.16E-003	2.16E-003	2.16E-003		2088	-2076	12	1.28E+1	1.63E+2	2.82E-2	-7.31E-2	7.83E-2	-68.88		2.82E-2	-7.09E-002	7.63E-002	5.82E-003	-68.30		13.10	68.30	4.85	12.18	13.10		4.67E+002	-2.14E-03		381	-2.62E-03		-7.30E-002	7.83E-002	6.13E-003	-68.88		12.77	68.88	4.60	11.91	4.60	11.91	12.771035	68.88		4.85	12.18	4.85	12.18	13.104922	68.30	393.59	393.623741	1.55E+5	89.29		2.54E-3	-89.29		4.60	393.33	393.357768	1.55E+5	89.33	2.97E-5	-2.54E-3	2.54E-3	-89.33
						18.960	18960	119129		-464	215083	0.00E+000	2.16E-003	2.16E-003	2.16E-003		2089	-2075	14	1.48E+1	2.20E+2	2.09E-2	-6.41E-2	6.74E-2	-71.94		2.09E-2	-6.19E-002	6.53E-002	4.27E-003	-71.36		15.30	71.36	4.89	14.50	15.30		4.67E+002	-2.14E-03		382	-2.62E-03		-6.41E-002	6.74E-002	4.54E-003	-71.94		14.84	71.94	4.60	14.11	4.60	14.11	14.842372	71.94		4.89	14.50	4.89	14.50	15.304111	71.36	396.12	396.149988	1.57E+5	89.29		2.52E-3	-89.29		4.60	395.73	395.756517	1.57E+5	89.33	2.94E-5	-2.53E-3	2.53E-3	-89.33
						18.970	18970	119192		-464	214856	0.00E+000	2.16E-003	2.16E-003	2.16E-003		2090	-2074	16	1.69E+1	2.87E+2	1.60E-2	-5.68E-2	5.90E-2	-74.24		1.60E-2	-5.47E-002	5.70E-002	3.24E-003	-73.65		17.56	73.65	4.94	16.85	17.56		4.67E+002	-2.14E-03		382	-2.62E-03		-5.68E-002	5.90E-002	3.48E-003	-74.24		16.94	74.24	4.60	16.31	4.60	16.31	16.944874	74.24		4.94	16.85	4.94	16.85	17.556860	73.65	398.67	398.697971	1.59E+5	89.29		2.51E-3	-89.29		4.60	398.13	398.154536	1.59E+5	89.34	2.90E-5	-2.51E-3	2.51E-3	-89.34
						18.980	18980	119255		-463	214630	0.00E+000	2.16E-003	2.16E-003	2.16E-003		2091	-2073	18	1.91E+1	3.63E+2	1.27E-2	-5.09E-2	5.25E-2	-76.04		1.27E-2	-4.88E-002	5.04E-002	2.54E-003	-75.44		19.85	75.44	4.99	19.22	19.85		4.67E+002	-2.14E-03		382	-2.62E-03		-5.09E-002	5.24E-002	2.75E-003	-76.03		19.07	76.03	4.60	18.50	4.60	18.50	19.068046	76.03		4.99	19.22	4.99	19.22	19.852982	75.44	401.24	401.268032	1.61E+5	89.29		2.49E-3	-89.29		4.60	400.53	400.551891	1.60E+5	89.34	2.87E-5	-2.50E-3	2.50E-3	-89.34
						18.990	18990	119318		-463	214404	0.00E+000	2.16E-003	2.16E-003	2.16E-003		2092	-2071	21	2.12E+1	4.49E+2	1.02E-2	-4.61E-2	4.72E-2	-77.47		1.02E-2	-4.39E-002	4.51E-002	2.03E-003	-76.87		22.19	76.87	5.04	21.61	22.19		4.68E+002	-2.14E-03		382	-2.62E-03		-4.60E-002	4.72E-002	2.22E-003	-77.46		21.21	77.46	4.60	20.70	4.60	20.70	21.205539	77.46		5.04	21.61	5.04	21.61	22.186429	76.87	403.83	403.860520	1.63E+5	89.28		2.48E-3	-89.28		4.60	402.92	402.948649	1.62E+5	89.35	2.84E-5	-2.48E-3	2.48E-3	-89.35
						19.000	19000	119381		-463	214179	0.00E+000	2.16E-003	2.16E-003	2.16E-003		2093	-2070	23	2.33E+1	5.45E+2	8.44E-3	-4.20E-2	4.28E-2	-78.63		8.44E-3	-3.98E-002	4.07E-002	1.66E-003	-78.03		24.55	78.03	5.09	24.02	24.55		4.68E+002	-2.14E-03		382	-2.61E-03		-4.20E-002	4.28E-002	1.83E-003	-78.63		23.35	78.63	4.60	22.89	4.60	22.89	23.353316	78.63		5.09	24.02	5.09	24.02	24.553466	78.03	406.44	406.475794	1.65E+5	89.28		2.46E-3	-89.28		4.60	405.32	405.344877	1.64E+5	89.35	2.80E-5	-2.47E-3	2.47E-3	-89.35
						19.010	19010	119443		-463	213953	0.00E+000	2.16E-003	2.16E-003	2.16E-003		2094	-2069	25	2.55E+1	6.50E+2	7.08E-3	-3.86E-2	3.92E-2	-79.60		7.08E-3	-3.64E-002	3.71E-002	1.38E-003	-79.00		26.95	79.00	5.14	26.46	26.95		4.68E+002	-2.14E-03		383	-2.61E-03		-3.86E-002	3.92E-002	1.54E-003	-79.60		25.51	79.60	4.61	25.09	4.61	25.09	25.508708	79.60		5.14	26.46	5.14	26.46	26.951728	79.00	409.08	409.114218	1.67E+5	89.28		2.44E-3	-89.28		4.61	407.71	407.740640	1.66E+5	89.35	2.77E-5	-2.45E-3	2.45E-3	-89.35
						19.020	19020	119506		-462	213728	0.00E+000	2.16E-003	2.16E-003	2.16E-003		2095	-2068	27	2.76E+1	7.64E+2	6.02E-3	-3.57E-2	3.62E-2	-80.42		6.02E-3	-3.35E-002	3.40E-002	1.16E-003	-79.82		29.38	79.82	5.19	28.92	29.38		4.68E+002	-2.13E-03		383	-2.61E-03		-3.56E-002	3.61E-002	1.31E-003	-80.42		27.67	80.42	4.61	27.28	4.61	27.28	27.669889	80.42		5.19	28.92	5.19	28.92	29.379699	79.82	411.74	411.776165	1.70E+5	89.28		2.43E-3	-89.28		4.61	410.11	410.136005	1.68E+5	89.36	2.74E-5	-2.44E-3	2.44E-3	-89.36
						19.030	19030	119569		-462	213504	0.00E+000	2.16E-003	2.16E-003	2.16E-003		2097	-2067	29	2.98E+1	8.89E+2	5.18E-3	-3.31E-2	3.35E-2	-81.12		5.18E-3	-3.10E-002	3.14E-002	9.87E-004	-80.51		31.84	80.51	5.25	31.40	31.84		4.69E+002	-2.13E-03		383	-2.61E-03		-3.31E-002	3.35E-002	1.12E-003	-81.11		29.84	81.11	4.61	29.48	4.61	29.48	29.835578	81.11		5.25	31.40	5.25	31.40	31.836417	80.51	414.43	414.462016	1.72E+5	89.27		2.41E-3	-89.27		4.61	412.51	412.531038	1.70E+5	89.36	2.71E-5	-2.42E-3	2.42E-3	-89.36
						19.040	19040	119632		-462	213280	0.00E+000	2.17E-003	2.17E-003	2.17E-003		2098	-2066	32	3.20E+1	1.02E+3	4.50E-3	-3.10E-2	3.13E-2	-81.73		4.50E-3	-2.88E-002	2.91E-002	8.49E-004	-81.12		34.32	81.12	5.30	33.91	34.32		4.69E+002	-2.13E-03		383	-2.61E-03		-3.09E-002	3.12E-002	9.76E-004	-81.72		32.00	81.72	4.61	31.67	4.61	31.67	32.004856	81.72		5.30	33.91	5.30	33.91	34.321286	81.12	417.14	417.172160	1.74E+5	89.27		2.40E-3	-89.27		4.61	414.90	414.925804	1.72E+5	89.36	2.68E-5	-2.41E-3	2.41E-3	-89.36
						19.050	19050	119695		-462	213056	0.00E+000	2.17E-003	2.17E-003	2.17E-003		2099	-2065	34	3.41E+1	1.17E+3	3.95E-3	-2.90E-2	2.93E-2	-82.26		3.95E-3	-2.69E-002	2.71E-002	7.37E-004	-81.64		36.83	81.64	5.36	36.44	36.83		4.69E+002	-2.13E-03		383	-2.61E-03		-2.90E-002	2.93E-002	8.56E-004	-82.25		34.18	82.25	4.61	33.86	4.61	33.86	34.177053	82.25		5.36	36.44	5.36	36.44	36.833970	81.64	419.87	419.906994	1.76E+5	89.27		2.38E-3	-89.27		4.61	417.29	417.320371	1.74E+5	89.37	2.65E-5	-2.40E-3	2.40E-3	-89.37
						19.060	19060	119758		-461	212832	0.00E+000	2.17E-003	2.17E-003	2.17E-003		2100	-2064	36	3.63E+1	1.32E+3	3.49E-3	-2.73E-2	2.75E-2	-82.72		3.49E-3	-2.52E-002	2.54E-002	6.45E-004	-82.10		39.37	82.10	5.41	39.00	39.37		4.69E+002	-2.13E-03		384	-2.61E-03		-2.73E-002	2.75E-002	7.57E-004	-82.71		36.35	82.71	4.61	36.06	4.61	36.06	36.351675	82.71		5.41	39.00	5.41	39.00	39.374315	82.10	422.63	422.666924	1.79E+5	89.27		2.37E-3	-89.27		4.61	419.69	419.714802	1.76E+5	89.37	2.62E-5	-2.38E-3	2.38E-3	-89.37
						19.070	19070	119820		-461	212609	0.00E+000	2.17E-003	2.17E-003	2.17E-003		2101	-2063	38	3.85E+1	1.48E+3	3.11E-3	-2.58E-2	2.60E-2	-83.13		3.11E-3	-2.36E-002	2.38E-002	5.68E-004	-82.51		41.94	82.51	5.47	41.58	41.94		4.70E+002	-2.13E-03		384	-2.61E-03		-2.58E-002	2.60E-002	6.74E-004	-83.12		38.53	83.12	4.61	38.25	4.61	38.25	38.528353	83.12		5.47	41.58	5.47	41.58	41.942302	82.51	425.42	425.452365	1.81E+5	89.26		2.35E-3	-89.26		4.61	422.08	422.109164	1.78E+5	89.37	2.59E-5	-2.37E-3	2.37E-3	-89.37
						19.080	19080	119883		-461	212386	0.00E+000	2.17E-003	2.17E-003	2.17E-003		2102	-2062	40	4.06E+1	1.65E+3	2.79E-3	-2.44E-2	2.46E-2	-83.50		2.79E-3	-2.23E-002	2.25E-002	5.04E-004	-82.87		44.54	82.87	5.53	44.19	44.54		4.70E+002	-2.13E-03		384	-2.60E-03		-2.44E-002	2.46E-002	6.03E-004	-83.49		40.71	83.49	4.62	40.44	4.62	40.44	40.706810	83.49		5.53	44.19	5.53	44.19	44.538013	82.87	428.23	428.263741	1.83E+5	89.26		2.34E-3	-89.26		4.62	424.48	424.503522	1.80E+5	89.38	2.56E-5	-2.36E-3	2.36E-3	-89.38
						19.090	19090	119946		-461	212164	0.00E+000	2.17E-003	2.17E-003	2.17E-003		2103	-2061	43	4.28E+1	1.83E+3	2.51E-3	-2.32E-2	2.34E-2	-83.83		2.51E-3	-2.11E-002	2.12E-002	4.50E-004	-83.20		47.16	83.20	5.58	46.83	47.16		4.70E+002	-2.13E-03		384	-2.60E-03		-2.32E-002	2.33E-002	5.44E-004	-83.82		42.89	83.82	4.62	42.64	4.62	42.64	42.886839	83.82		5.58	46.83	5.58	46.83	47.161610	83.20	431.07	431.101484	1.86E+5	89.26		2.32E-3	-89.26		4.62	426.87	426.897942	1.82E+5	89.38	2.53E-5	-2.34E-3	2.34E-3	-89.38
						19.100	19100	120009		-460	211942	0.00E+000	2.17E-003	2.17E-003	2.17E-003		2104	-2059	45	4.50E+1	2.02E+3	2.27E-3	-2.21E-2	2.22E-2	-84.13		2.27E-3	-1.99E-002	2.01E-002	4.03E-004	-83.50		49.81	83.50	5.64	49.49	49.81		4.70E+002	-2.13E-03		384	-2.60E-03		-2.21E-002	2.22E-002	4.92E-004	-84.12		45.07	84.12	4.62	44.83	4.62	44.83	45.068286	84.12		5.64	49.49	5.64	49.49	49.813316	83.50	433.93	433.966038	1.88E+5	89.25		2.30E-3	-89.25		4.62	429.27	429.292489	1.84E+5	89.38	2.51E-5	-2.33E-3	2.33E-3	-89.38
						19.200	19200	120637		-458	209740	0.00E+000	2.18E-003	2.18E-003	2.18E-003		2115	-2049	66	6.66E+1	4.44E+3	1.04E-3	-1.50E-2	1.50E-2	-86.04		1.04E-3	-1.28E-002	1.28E-002	1.65E-004	-85.37		77.95	85.37	6.29	77.70	77.95		4.73E+002	-2.11E-03		386	-2.59E-03		-1.49E-002	1.49E-002	2.23E-004	-86.02		66.95	86.02	4.64	66.79	4.64	66.79	66.947185	86.02		6.29	77.70	6.29	77.70	77.953422	85.37	464.15	464.191020	2.15E+5	89.22		2.15E-3	-89.22		4.64	453.24	453.259252	2.05E+5	89.41	2.26E-5	-2.21E-3	2.21E-3	-89.41
						19.300	19300	121265		-456	207572	0.00E+000	2.19E-003	2.19E-003	2.19E-003		2126	-2038	88	8.82E+1	7.79E+3	5.91E-4	-1.13E-2	1.13E-2	-87.01		5.91E-4	-9.12E-003	9.14E-003	8.36E-005	-86.29		109.38	86.29	7.07	109.15	109.38		4.75E+002	-2.10E-03		388	-2.57E-03		-1.12E-002	1.12E-002	1.26E-004	-86.99		88.95	86.99	4.67	88.83	4.67	88.83	88.947995	86.99		7.07	109.15	7.07	109.15	109.383401	86.29	497.62	497.667130	2.48E+5	89.19		2.01E-3	-89.19		4.67	477.29	477.310162	2.28E+5	89.44	2.05E-5	-2.09E-3	2.10E-3	-89.44
						19.400	19400	121894		-453	205437	0.00E+000	2.21E-003	2.21E-003	2.21E-003		2137	-2028	110	1.10E+2	1.20E+4	3.82E-4	-9.10E-3	9.11E-3	-87.60		3.82E-4	-6.90E-003	6.91E-003	4.77E-005	-86.83		144.73	86.83	8.00	144.51	144.73		4.78E+002	-2.09E-03		390	-2.56E-03		-8.99E-003	9.00E-003	8.10E-005	-87.57		111.11	87.57	4.72	111.01	4.72	111.01	111.113180	87.57		8.00	144.51	8.00	144.51	144.734777	86.83	534.99	535.048185	2.86E+5	89.14		1.87E-3	-89.14		4.72	501.49	501.510172	2.52E+5	89.46	1.88E-5	-1.99E-3	1.99E-3	-89.46
						19.500	19500	122522		-451	203336	0.00E+000	2.22E-003	2.22E-003	2.22E-003		2148	-2017	131	1.31E+2	1.72E+4	2.68E-4	-7.62E-3	7.63E-3	-87.99		2.68E-4	-5.40E-003	5.41E-003	2.93E-005	-87.17		184.84	87.17	9.14	184.61	184.84		4.80E+002	-2.08E-03		392	-2.55E-03		-7.49E-003	7.49E-003	5.61E-005	-87.95		133.50	87.95	4.77	133.42	4.77	133.42	133.500677	87.95		9.14	184.61	9.14	184.61	184.840444	87.17	577.10	577.174432	3.33E+5	89.09		1.73E-3	-89.09		4.77	525.90	525.924843	2.77E+5	89.48	1.72E-5	-1.90E-3	1.90E-3	-89.48
						19.600	19600	123150		-449	201266	0.00E+000	2.23E-003	2.23E-003	2.23E-003		2159	-2007	152	1.52E+2	2.32E+4	1.98E-4	-6.56E-3	6.56E-3	-88.27		1.98E-4	-4.33E-003	4.33E-003	1.88E-005	-87.38		230.80	87.38	10.55	230.55	230.80		4.83E+002	-2.07E-03		395	-2.53E-03		-6.40E-003	6.40E-003	4.10E-005	-88.23		156.17	88.23	4.83	156.10	4.83	156.10	156.174018	88.23		10.55	230.55	10.55	230.55	230.795756	87.38	625.06	625.144132	3.91E+5	89.03		1.60E-3	-89.03		4.83	550.60	550.620996	3.03E+5	89.50	1.59E-5	-1.82E-3	1.82E-3	-89.50
						19.700	19700	123779		-446	199228	0.00E+000	2.24E-003	2.24E-003	2.24E-003		2170	-1997	174	1.74E+2	3.01E+4	1.53E-4	-5.76E-3	5.76E-3	-88.48		1.53E-4	-3.52E-003	3.52E-003	1.24E-005	-87.52		284.06	87.52	12.31	283.80	284.06		4.85E+002	-2.06E-03		397	-2.52E-03		-5.58E-003	5.58E-003	3.11E-005	-88.43		179.20	88.43	4.90	179.13	4.90	179.13	179.200313	88.43		12.31	283.80	12.31	283.80	284.063197	87.52	680.31	680.420868	4.63E+5	88.96		1.47E-3	-88.96		4.90	575.65	575.667390	3.31E+5	89.51	1.48E-5	-1.74E-3	1.74E-3	-89.51
						19.800	19800	124407		-444	197221	0.00E+000	2.25E-003	2.25E-003	2.25E-003		2181	-1987	195	1.95E+2	3.79E+4	1.21E-4	-5.13E-3	5.14E-3	-88.65		1.21E-4	-2.88E-003	2.88E-003	8.32E-006	-87.59		346.64	87.59	14.58	346.33	346.64		4.88E+002	-2.05E-03		399	-2.51E-03		-4.93E-003	4.93E-003	2.44E-005	-88.59		202.65	88.59	4.98	202.59	4.98	202.59	202.650045	88.59		14.58	346.33	14.58	346.33	346.637268	87.59	744.86	744.999235	5.55E+5	88.88		1.34E-3	-88.88		4.98	601.11	601.135423	3.61E+5	89.53	1.38E-5	-1.66E-3	1.66E-3	-89.53
						19.900	19900	125035		-442	195244	0.00E+000	2.26E-003	2.26E-003	2.26E-003		2192	-1977	216	2.16E+2	4.65E+4	9.89E-5	-4.63E-3	4.64E-3	-88.78		9.89E-5	-2.37E-003	2.37E-003	5.63E-006	-87.61		421.31	87.61	17.55	420.94	421.31		4.90E+002	-2.04E-03		401	-2.50E-03		-4.41E-003	4.41E-003	1.95E-005	-88.72		226.60	88.72	5.08	226.54	5.08	226.54	226.597465	88.72		17.55	420.94	17.55	420.94	421.309138	87.61	821.48	821.669710	6.75E+5	88.78		1.22E-3	-88.78		5.08	627.08	627.099895	3.93E+5	89.54	1.29E-5	-1.59E-3	1.59E-3	-89.54
						19.910	19910	125098		-442	195048	0.00E+000	2.26E-003	2.26E-003	2.26E-003		2193	-1976	218	2.18E+2	4.74E+4	9.70E-5	-4.59E-3	4.59E-3	-88.79		9.70E-5	-2.33E-003	2.33E-003	5.42E-006	-87.61		429.58	87.61	17.89	429.21	429.58		4.90E+002	-2.04E-03		401	-2.50E-03		-4.37E-003	4.37E-003	1.91E-005	-88.73		229.02	88.73	5.09	228.97	5.09	228.97	229.022566	88.73		17.89	429.21	17.89	429.21	429.582746	87.61	829.95	830.142814	6.89E+5	88.76		1.20E-3	-88.76		5.09	629.71	629.726647	3.97E+5	89.54	1.28E-5	-1.59E-3	1.59E-3	-89.54
						19.920	19920	125161		-441	194852	0.00E+000	2.27E-003	2.27E-003	2.27E-003		2195	-1975	220	2.20E+2	4.84E+4	9.51E-5	-4.55E-3	4.55E-3	-88.80		9.51E-5	-2.28E-003	2.28E-003	5.21E-006	-87.61		438.02	87.61	18.25	437.64	438.02		4.91E+002	-2.04E-03		401	-2.49E-03		-4.32E-003	4.32E-003	1.87E-005	-88.74		231.45	88.74	5.10	231.40	5.10	231.40	231.453508	88.74		18.25	437.64	18.25	437.64	438.020912	87.61	838.58	838.780401	7.04E+5	88.75		1.19E-3	-88.75		5.10	632.34	632.359230	4.00E+5	89.54	1.27E-5	-1.58E-3	1.58E-3	-89.54
						19.930	19930	125224		-441	194656	0.00E+000	2.27E-003	2.27E-003	2.27E-003		2196	-1974	222	2.22E+2	4.93E+4	9.33E-5	-4.50E-3	4.50E-3	-88.81		9.33E-5	-2.24E-003	2.24E-003	5.01E-006	-87.61		446.63	87.61	18.62	446.24	446.63		4.91E+002	-2.04E-03		401	-2.49E-03		-4.27E-003	4.28E-003	1.83E-005	-88.75		233.89	88.75	5.11	233.83	5.11	233.83	233.890372	88.75		18.62	446.24	18.62	446.24	446.628720	87.61	847.38	847.587553	7.18E+5	88.74		1.18E-3	-88.74		5.11	634.98	634.997728	4.03E+5	89.54	1.27E-5	-1.57E-3	1.57E-3	-89.54
						19.940	19940	125287		-441	194461	0.00E+000	2.27E-003	2.27E-003	2.27E-003		2197	-1973	224	2.24E+2	5.02E+4	9.16E-5	-4.46E-3	4.46E-3	-88.82		9.16E-5	-2.19E-003	2.20E-003	4.82E-006	-87.61		455.41	87.61	19.00	455.01	455.41		4.91E+002	-2.04E-03		401	-2.49E-03		-4.23E-003	4.23E-003	1.79E-005	-88.76		236.33	88.76	5.12	236.28	5.12	236.28	236.333240	88.76		19.00	455.01	19.00	455.01	455.411464	87.61	856.36	856.569563	7.34E+5	88.73		1.17E-3	-88.73		5.12	637.62	637.642223	4.07E+5	89.54	1.26E-5	-1.57E-3	1.57E-3	-89.54
						19.950	19950	125350		-441	194266	0.00E+000	2.27E-003	2.27E-003	2.27E-003		2198	-1972	226	2.26E+2	5.12E+4	8.99E-5	-4.42E-3	4.42E-3	-88.83		8.99E-5	-2.15E-003	2.15E-003	4.64E-006	-87.61		464.37	87.61	19.39	463.97	464.37		4.91E+002	-2.04E-03		402	-2.49E-03		-4.19E-003	4.19E-003	1.75E-005	-88.77		238.78	88.77	5.13	238.73	5.13	238.73	238.782197	88.77		19.39	463.97	19.39	463.97	464.374662	87.61	865.51	865.731945	7.49E+5	88.72		1.16E-3	-88.72		5.13	640.27	640.292797	4.10E+5	89.54	1.25E-5	-1.56E-3	1.56E-3	-89.54
						19.960	19960	125412		-441	194072	0.00E+000	2.27E-003	2.27E-003	2.27E-003		2199	-1971	228	2.28E+2	5.21E+4	8.83E-5	-4.38E-3	4.38E-3	-88.85		8.83E-5	-2.11E-003	2.11E-003	4.46E-006	-87.60		473.52	87.60	19.79	473.11	473.52		4.92E+002	-2.03E-03		402	-2.49E-03		-4.14E-003	4.15E-003	1.72E-005	-88.78		241.24	88.78	5.14	241.18	5.14	241.18	241.237325	88.78		19.79	473.11	19.79	473.11	473.524065	87.60	874.86	875.080448	7.66E+5	88.70		1.14E-3	-88.70		5.14	642.93	642.949535	4.13E+5	89.54	1.24E-5	-1.56E-3	1.56E-3	-89.54
						19.970	19970	125475		-440	193877	0.00E+000	2.27E-003	2.27E-003	2.27E-003		2200	-1970	230	2.30E+2	5.31E+4	8.67E-5	-4.34E-3	4.34E-3	-88.86		8.67E-5	-2.07E-003	2.07E-003	4.29E-006	-87.60		482.87	87.60	20.21	482.44	482.87		4.92E+002	-2.03E-03		402	-2.49E-03		-4.10E-003	4.10E-003	1.68E-005	-88.79		243.70	88.79	5.15	243.64	5.15	243.64	243.698708	88.79		20.21	482.44	20.21	482.44	482.865671	87.60	884.39	884.621066	7.83E+5	88.69		1.13E-3	-88.69		5.15	645.59	645.612521	4.17E+5	89.54	1.24E-5	-1.55E-3	1.55E-3	-89.54
						19.980	19980	125538		-440	193683	0.00E+000	2.27E-003	2.27E-003	2.27E-003		2201	-1969	232	2.32E+2	5.40E+4	8.51E-5	-4.30E-3	4.30E-3	-88.87		8.51E-5	-2.03E-003	2.03E-003	4.12E-006	-87.60		492.41	87.60	20.64	491.97	492.41		4.92E+002	-2.03E-03		402	-2.49E-03		-4.06E-003	4.06E-003	1.65E-005	-88.80		246.17	88.80	5.16	246.11	5.16	246.11	246.166431	88.80		20.64	491.97	20.64	491.97	492.405739	87.60	894.12	894.360056	8.00E+5	88.68		1.12E-3	-88.68		5.16	648.26	648.281839	4.20E+5	89.54	1.23E-5	-1.54E-3	1.54E-3	-89.54
						19.990	19990	125601		-440	193490	0.00E+000	2.27E-003	2.27E-003	2.27E-003		2202	-1968	234	2.35E+2	5.50E+4	8.36E-5	-4.26E-3	4.26E-3	-88.88		8.36E-5	-1.99E-003	1.99E-003	3.97E-006	-87.59		502.15	87.59	21.09	501.71	502.15		4.92E+002	-2.03E-03		402	-2.49E-03		-4.02E-003	4.02E-003	1.62E-005	-88.81		248.64	88.81	5.17	248.59	5.17	248.59	248.640580	88.81		21.09	501.71	21.09	501.71	502.150800	87.59	904.06	904.303946	8.18E+5	88.66		1.11E-3	-88.66		5.17	650.94	650.957576	4.24E+5	89.54	1.22E-5	-1.54E-3	1.54E-3	-89.54
						20.000	20000	125664		-440	193296	0.00E+000	2.27E-003	2.27E-003	2.27E-003		2203	-1967	237	2.37E+2	5.60E+4	8.22E-5	-4.23E-3	4.23E-3	-88.89		8.22E-5	-1.95E-003	1.95E-003	3.81E-006	-87.59		512.11	87.59	21.55	511.65	512.11		4.93E+002	-2.03E-03		403	-2.48E-03		-3.98E-003	3.98E-003	1.59E-005	-88.82		251.12	88.82	5.18	251.07	5.18	251.07	251.121239	88.82		21.55	511.65	21.55	511.65	512.107678	87.59	914.21	914.459555	8.36E+5	88.65		1.09E-3	-88.65		5.18	653.62	653.639817	4.27E+5	89.55	1.21E-5	-1.53E-3	1.53E-3	-89.55
						20.010	20010	125727		-439	193103	0.00E+000	2.28E-003	2.28E-003	2.28E-003		2204	-1966	239	2.39E+2	5.70E+4	8.07E-5	-4.19E-3	4.19E-3	-88.90		8.07E-5	-1.91E-003	1.91E-003	3.67E-006	-87.58		522.28	87.58	22.02	521.82	522.28		4.93E+002	-2.03E-03		403	-2.48E-03		-3.94E-003	3.94E-003	1.55E-005	-88.83		253.61	88.83	5.19	253.56	5.19	253.56	253.608496	88.83		22.02	521.82	22.02	521.82	522.283500	87.58	924.57	924.834006	8.55E+5	88.64		1.08E-3	-88.64		5.19	656.31	656.328648	4.31E+5	89.55	1.21E-5	-1.52E-3	1.52E-3	-89.55
						20.020	20020	125789		-439	192910	0.00E+000	2.28E-003	2.28E-003	2.28E-003		2206	-1965	241	2.41E+2	5.80E+4	7.93E-5	-4.15E-3	4.15E-3	-88.91		7.93E-5	-1.88E-003	1.88E-003	3.52E-006	-87.58		532.69	87.58	22.51	532.21	532.69		4.93E+002	-2.03E-03		403	-2.48E-03		-3.90E-003	3.90E-003	1.52E-005	-88.84		256.10	88.84	5.20	256.05	5.20	256.05	256.102438	88.84		22.51	532.21	22.51	532.21	532.685717	87.58	935.16	935.434748	8.75E+5	88.62		1.07E-3	-88.62		5.20	659.00	659.024158	4.34E+5	89.55	1.20E-5	-1.52E-3	1.52E-3	-89.55
						20.030	20030	125852		-439	192718	0.00E+000	2.28E-003	2.28E-003	2.28E-003		2207	-1964	243	2.43E+2	5.90E+4	7.80E-5	-4.12E-3	4.12E-3	-88.91		7.80E-5	-1.84E-003	1.84E-003	3.39E-006	-87.57		543.32	87.57	23.02	542.83	543.32		4.93E+002	-2.03E-03		403	-2.48E-03		-3.87E-003	3.87E-003	1.50E-005	-88.84		258.60	88.84	5.22	258.55	5.22	258.55	258.603152	88.84		23.02	542.83	23.02	542.83	543.322122	87.57	945.99	946.269568	8.95E+5	88.61		1.06E-3	-88.61		5.22	661.71	661.726433	4.38E+5	89.55	1.19E-5	-1.51E-3	1.51E-3	-89.55
						20.040	20040	125915		-439	192525	0.00E+000	2.28E-003	2.28E-003	2.28E-003		2208	-1963	245	2.45E+2	6.00E+4	7.67E-5	-4.08E-3	4.08E-3	-88.92		7.67E-5	-1.80E-003	1.80E-003	3.26E-006	-87.56		554.20	87.56	23.55	553.70	554.20		4.94E+002	-2.03E-03		403	-2.48E-03		-3.83E-003	3.83E-003	1.47E-005	-88.85		261.11	88.85	5.23	261.06	5.23	261.06	261.110726	88.85		23.55	553.70	23.55	553.70	554.200868	87.56	957.06	957.346617	9.17E+5	88.59		1.04E-3	-88.59		5.23	664.42	664.435563	4.41E+5	89.55	1.18E-5	-1.50E-3	1.51E-3	-89.55
						20.050	20050	125978		-439	192333	0.00E+000	2.28E-003	2.28E-003	2.28E-003		2209	-1962	247	2.47E+2	6.10E+4	7.54E-5	-4.05E-3	4.05E-3	-88.93		7.54E-5	-1.77E-003	1.77E-003	3.13E-006	-87.56		565.33	87.56	24.09	564.82	565.33		4.94E+002	-2.03E-03		404	-2.48E-03		-3.79E-003	3.79E-003	1.44E-005	-88.86		263.63	88.86	5.24	263.57	5.24	263.57	263.625250	88.86		24.09	564.82	24.09	564.82	565.330493	87.56	968.37	968.674425	9.38E+5	88.57		1.03E-3	-88.57		5.24	667.13	667.151637	4.45E+5	89.55	1.18E-5	-1.50E-3	1.50E-3	-89.55
						20.060	20060	126041		-438	192142	0.00E+000	2.28E-003	2.28E-003	2.28E-003		2210	-1961	249	2.49E+2	6.21E+4	7.41E-5	-4.01E-3	4.01E-3	-88.94		7.41E-5	-1.73E-003	1.73E-003	3.01E-006	-87.55		576.72	87.55	24.66	576.19	576.72		4.94E+002	-2.02E-03		404	-2.48E-03		-3.76E-003	3.76E-003	1.41E-005	-88.87		266.15	88.87	5.25	266.10	5.25	266.10	266.146813	88.87		24.66	576.19	24.66	576.19	576.719938	87.55	979.95	980.261930	9.61E+5	88.56		1.02E-3	-88.56		5.25	669.85	669.874744	4.49E+5	89.55	1.17E-5	-1.49E-3	1.49E-3	-89.55
						20.070	20070	126104		-438	191950	0.00E+000	2.28E-003	2.28E-003	2.28E-003		2211	-1960	251	2.51E+2	6.31E+4	7.29E-5	-3.98E-3	3.98E-3	-88.95		7.29E-5	-1.70E-003	1.70E-003	2.89E-006	-87.54		588.38	87.54	25.24	587.84	588.38		4.94E+002	-2.02E-03		404	-2.48E-03		-3.72E-003	3.72E-003	1.39E-005	-88.88		268.68	88.88	5.26	268.62	5.26	268.62	268.675506	88.88		25.24	587.84	25.24	587.84	588.378575	87.54	991.80	992.118497	9.84E+5	88.54		1.01E-3	-88.54		5.26	672.58	672.604974	4.52E+5	89.55	1.16E-5	-1.49E-3	1.49E-3	-89.55
						20.080	20080	126166		-438	191759	0.00E+000	2.28E-003	2.28E-003	2.28E-003		2212	-1959	253	2.53E+2	6.41E+4	7.17E-5	-3.95E-3	3.95E-3	-88.96		7.17E-5	-1.66E-003	1.67E-003	2.77E-006	-87.53		600.32	87.53	25.85	599.76	600.32		4.95E+002	-2.02E-03		404	-2.47E-03		-3.69E-003	3.69E-003	1.36E-005	-88.89		271.21	88.89	5.28	271.16	5.28	271.16	271.211419	88.89		25.85	599.76	25.85	599.76	600.316230	87.53	1003.92	1004.253949	1.01E+6	88.53		9.96E-4	-88.53		5.28	675.32	675.342420	4.56E+5	89.55	1.16E-5	-1.48E-3	1.48E-3	-89.55
						20.090	20090	126229		-438	191568	0.00E+000	2.28E-003	2.28E-003	2.28E-003		2213	-1958	255	2.55E+2	6.52E+4	7.06E-5	-3.92E-3	3.92E-3	-88.97		7.06E-5	-1.63E-003	1.63E-003	2.67E-006	-87.52		612.54	87.52	26.47	611.97	612.54		4.95E+002	-2.02E-03		404	-2.47E-03		-3.65E-003	3.65E-003	1.33E-005	-88.89		273.75	88.89	5.29	273.70	5.29	273.70	273.754644	88.89		26.47	611.97	26.47	611.97	612.543215	87.52	1016.33	1016.678590	1.03E+6	88.51		9.84E-4	-88.51		5.29	678.07	678.087172	4.60E+5	89.55	1.15E-5	-1.47E-3	1.47E-3	-89.55
						20.100	20100	126292		-437	191378	0.00E+000	2.29E-003	2.29E-003	2.29E-003		2214	-1957	257	2.57E+2	6.63E+4	6.94E-5	-3.88E-3	3.88E-3	-88.98		6.94E-5	-1.60E-003	1.60E-003	2.56E-006	-87.51		625.07	87.51	27.12	624.48	625.07		4.95E+002	-2.02E-03		405	-2.47E-03		-3.62E-003	3.62E-003	1.31E-005	-88.90		276.31	88.90	5.30	276.25	5.30	276.25	276.305274	88.90		27.12	624.48	27.12	624.48	625.070355	87.51	1029.05	1029.403239	1.06E+6	88.49		9.71E-4	-88.49		5.30	680.82	680.839324	4.64E+5	89.55	1.14E-5	-1.47E-3	1.47E-3	-89.55
						20.200	20200	126920		-435	189487	0.00E+000	2.30E-003	2.30E-003	2.30E-003		2225	-1947	278	2.78E+2	7.73E+4	5.95E-5	-3.60E-3	3.60E-3	-89.05		5.95E-5	-1.30E-003	1.30E-003	1.69E-006	-87.38		769.67	87.38	35.23	768.87	769.67		4.97E+002	-2.01E-03		407	-2.46E-03		-3.31E-003	3.31E-003	1.09E-005	-88.97		302.24	88.97	5.43	302.19	5.43	302.19	302.239678	88.97		35.23	768.87	35.23	768.87	769.672304	87.38	1175.44	1175.970430	1.38E+6	88.28		8.50E-4	-88.28		5.43	708.77	708.788684	5.02E+5	89.56	1.08E-5	-1.41E-3	1.41E-3	-89.56
						20.300	20300	127549		-433	187625	0.00E+000	2.31E-003	2.31E-003	2.31E-003		2236	-1938	299	2.99E+2	8.92E+4	5.15E-5	-3.35E-3	3.35E-3	-89.12		5.15E-5	-1.04E-003	1.04E-003	1.08E-006	-87.16		961.68	87.16	47.67	960.49	961.68		5.00E+002	-2.00E-03		409	-2.45E-03		-3.04E-003	3.04E-003	9.24E-006	-89.03		329.02	89.03	5.58	328.97	5.58	328.97	329.021882	89.03		47.67	960.49	47.67	960.49	961.677287	87.16	1369.08	1369.914434	1.88E+6	88.01		7.30E-4	-88.01		5.58	737.56	737.585437	5.44E+5	89.57	1.03E-5	-1.36E-3	1.36E-3	-89.57
						20.400	20400	128177		-431	185790	0.00E+000	2.32E-003	2.32E-003	2.32E-003		2247	-1928	319	3.19E+2	1.02E+5	4.51E-5	-3.13E-3	3.13E-3	-89.17		4.51E-5	-8.12E-004	8.13E-004	6.62E-007	-86.82		1229.39	86.82	68.22	1227.49	1229.39		5.02E+002	-1.99E-03		411	-2.44E-03		-2.80E-003	2.80E-003	7.86E-006	-89.08		356.76	89.08	5.74	356.71	5.74	356.71	356.757934	89.08		68.22	1227.49	68.22	1227.49	1229.387271	86.82	1638.10	1639.515463	2.69E+6	87.62		6.10E-4	-87.62		5.74	767.31	767.335711	5.89E+5	89.57	9.76E-6	-1.30E-3	1.30E-3	-89.57
						20.500	20500	128805		-429	183982	0.00E+000	2.33E-003	2.33E-003	2.33E-003		2258	-1919	340	3.40E+2	1.15E+5	3.99E-5	-2.94E-3	2.94E-3	-89.22		3.99E-5	-6.13E-004	6.14E-004	3.77E-007	-86.28		1629.18	86.28	105.83	1625.74	1629.18		5.05E+002	-1.98E-03		413	-2.42E-03		-2.59E-003	2.59E-003	6.73E-006	-89.12		385.56	89.12	5.93	385.52	5.93	385.52	385.563995	89.12		105.83	1625.74	105.83	1625.74	1629.181238	86.28	2038.36	2041.101017	4.17E+6	87.03		4.90E-4	-87.03		5.93	798.13	798.155727	6.37E+5	89.57	9.30E-6	-1.25E-3	1.25E-3	-89.57
						20.600	20600	129434		-427	182200	0.00E+000	2.34E-003	2.34E-003	2.34E-003		2269	-1910	360	3.60E+2	1.30E+5	3.55E-5	-2.78E-3	2.78E-3	-89.27		3.55E-5	-4.35E-004	4.36E-004	1.90E-007	-85.33		2291.70	85.33	186.42	2284.11	2291.70		5.07E+002	-1.97E-03		415	-2.41E-03		-2.41E-003	2.41E-003	5.79E-006	-89.15		415.57	89.15	6.13	415.52	6.13	415.52	415.568097	89.15		186.42	2284.11	186.42	2284.11	2291.704353	85.33	2698.74	2705.168513	7.32E+6	86.05		3.70E-4	-86.05		6.13	830.15	830.173559	6.89E+5	89.58	8.89E-6	-1.20E-3	1.20E-3	-89.58
						20.700	20700	130062		-425	180444	0.00E+000	2.35E-003	2.35E-003	2.35E-003		2281	-1900	380	3.80E+2	1.45E+5	3.18E-5	-2.63E-3	2.63E-3	-89.31		3.18E-5	-2.76E-004	2.78E-004	7.70E-008	-83.42		3603.22	83.42	413.10	3579.46	3603.22		5.10E+002	-1.96E-03		417	-2.40E-03		-2.24E-003	2.24E-003	5.01E-006	-89.19		446.91	89.19	6.36	446.87	6.36	446.87	446.912207	89.19		413.10	3579.46	413.10	3579.46	3603.215995	83.42	3996.10	4017.393557	1.61E+7	84.10		2.49E-4	-84.10		6.36	863.51	863.531208	7.46E+5	89.58	8.52E-6	-1.16E-3	1.16E-3	-89.58
						20.800	20800	130690		-423	178713	0.00E+000	2.37E-003	2.37E-003	2.37E-003		2292	-1891	400	4.00E+2	1.60E+5	2.87E-5	-2.50E-3	2.50E-3	-89.34		2.87E-5	-1.32E-004	1.35E-004	1.82E-008	-77.73		7403.80	77.73	1572.99	7234.77	7403.80		5.12E+002	-1.95E-03		419	-2.39E-03		-2.08E-003	2.08E-003	4.34E-006	-89.21		479.75	89.21	6.60	479.71	6.60	479.71	479.754671	89.21		1572.99	7234.77	1572.99	7234.77	7403.795895	77.73	7653.42	7813.398004	6.10E+7	78.39		1.28E-4	-78.39		6.60	898.36	898.387044	8.07E+5	89.58	8.18E-6	-1.11E-3	1.11E-3	-89.58
						20.900	20900	131319		-421	177007	0.00E+000	2.38E-003	2.38E-003	2.38E-003		2303	-1882	420	4.20E+2	1.77E+5	2.60E-5	-2.38E-3	2.38E-3	-89.37		2.60E-5	-1.44E-006	2.61E-005	6.79E-010	-3.17		38369.92	3.17	38311.32	2119.80	38369.92		5.15E+002	-1.94E-03		421	-2.38E-03		-1.94E-003	1.94E-003	3.78E-006	-89.23		514.27	89.23	6.88	514.23	6.88	514.23	514.273134	89.23		38311.32	2119.80	38311.32	2119.80	38369.922975	3.17	2540.47	38395.460799	1.47E+9	3.79		2.60E-5	-3.79		6.88	934.89	934.918730	8.74E+5	89.58	7.87E-6	-1.07E-3	1.07E-3	-89.58
						20.901	20901.384360	131327		-421	176984	0.00E+000	2.38E-003	2.38E-003	2.38E-003		2303	-1882	421	4.21E+2	1.77E+5	2.60E-5	-2.38E-3	2.38E-3	-89.37		2.60E-5	2.84E-007	2.60E-005	6.75E-010	0.63		38476.99	-0.63	38474.69	-420.69	38476.99		5.15E+002	-1.94E-03		421	-2.38E-03		-1.94E-003	1.94E-003	3.77E-006	-89.23		514.76	89.23	6.89	514.72	6.89	514.72	514.763670	89.23		38474.69	-420.69	38474.69	-420.69	38476.994292	-0.63	0.00	38474.694361	1.48E+9	0.00		2.60E-5	0.00		6.89	935.41	935.437136	8.75E+5	89.58	7.87E-6	-1.07E-3	1.07E-3	-89.58
						20.910	20910	131381		-421	176838	0.00E+000	2.38E-003	2.38E-003	2.38E-003		2304	-1881	422	4.22E+2	1.78E+5	2.58E-5	-2.37E-3	2.37E-3	-89.38		2.58E-5	1.10E-005	2.80E-005	7.85E-010	23.05		35699.42	-23.05	32850.52	-13974.70	35699.42		5.15E+002	-1.94E-03		421	-2.38E-03		-1.93E-003	1.93E-003	3.73E-006	-89.24		517.82	89.24	6.91	517.78	6.91	517.78	517.824659	89.24		32850.52	-13974.70	32850.52	-13974.70	35699.421627	-23.05	-13553.83	35536.781452	1.26E+9	-22.42		2.81E-5	22.42		6.91	938.65	938.671569	8.81E+5	89.58	7.84E-6	-1.07E-3	1.07E-3	-89.58
						20.920	20920	131444		-420	176669	0.00E+000	2.38E-003	2.38E-003	2.38E-003		2305	-1880	424	4.24E+2	1.80E+5	2.55E-5	-2.36E-3	2.36E-3	-89.38		2.55E-5	2.33E-005	3.45E-005	1.19E-009	42.33		28952.38	-42.33	21403.48	-19496.97	28952.38		5.15E+002	-1.94E-03		421	-2.37E-03		-1.92E-003	1.92E-003	3.68E-006	-89.24		521.40	89.24	6.94	521.35	6.94	521.35	521.395140	89.24		21403.48	-19496.97	21403.48	-19496.97	28952.384851	-42.33	-19075.90	28670.520667	8.22E+8	-41.71		3.49E-5	41.71		6.94	942.42	942.443364	8.88E+5	89.58	7.82E-6	-1.06E-3	1.06E-3	-89.58
						20.930	20930	131507		-420	176500	0.00E+000	2.38E-003	2.38E-003	2.38E-003		2306	-1879	426	4.26E+2	1.82E+5	2.53E-5	-2.34E-3	2.34E-3	-89.38		2.53E-5	3.54E-005	4.35E-005	1.90E-009	54.49		22965.06	-54.49	13340.37	-18693.01	22965.06		5.15E+002	-1.94E-03		421	-2.37E-03		-1.90E-003	1.90E-003	3.63E-006	-89.24		524.98	89.24	6.97	524.94	6.97	524.94	524.984795	89.24		13340.37	-18693.01	13340.37	-18693.01	22965.063748	-54.49	-18271.74	22623.483488	5.12E+8	-53.87		4.42E-5	53.87		6.97	946.21	946.234331	8.95E+5	89.58	7.79E-6	-1.06E-3	1.06E-3	-89.58
						20.940	20940	131570		-420	176331	0.00E+000	2.38E-003	2.38E-003	2.38E-003		2307	-1879	428	4.28E+2	1.84E+5	2.51E-5	-2.33E-3	2.33E-3	-89.38		2.51E-5	4.75E-005	5.37E-005	2.89E-009	62.20		18613.81	-62.20	8682.42	-16464.80	18613.81		5.16E+002	-1.94E-03		421	-2.37E-03		-1.89E-003	1.89E-003	3.58E-006	-89.24		528.59	89.24	7.00	528.55	7.00	528.55	528.593842	89.24		8682.42	-16464.80	8682.42	-16464.80	18613.810212	-62.20	-16043.32	18242.058179	3.33E+8	-61.58		5.48E-5	61.58		7.00	950.02	950.044689	9.03E+5	89.58	7.76E-6	-1.05E-3	1.05E-3	-89.58
						20.950	20950	131633		-420	176163	0.00E+000	2.38E-003	2.38E-003	2.38E-003		2308	-1878	430	4.30E+2	1.85E+5	2.48E-5	-2.32E-3	2.32E-3	-89.39		2.48E-5	5.95E-005	6.45E-005	4.16E-009	67.35		15512.44	-67.35	5974.32	-14315.84	15512.44		5.16E+002	-1.94E-03		422	-2.37E-03		-1.88E-003	1.88E-003	3.53E-006	-89.24		532.22	89.24	7.03	532.18	7.03	532.18	532.222506	89.24		5974.32	-14315.84	5974.32	-14315.84	15512.438723	-67.35	-13894.17	15124.165002	2.29E+8	-66.73		6.61E-5	66.73		7.03	953.85	953.874662	9.10E+5	89.58	7.73E-6	-1.05E-3	1.05E-3	-89.58
						20.960	20960	131696		-420	175995	0.00E+000	2.38E-003	2.38E-003	2.38E-003		2309	-1877	432	4.32E+2	1.87E+5	2.46E-5	-2.31E-3	2.31E-3	-89.39		2.46E-5	7.14E-005	7.55E-005	5.70E-009	70.98		13248.79	-70.98	4317.78	-12525.47	13248.79		5.16E+002	-1.94E-03		422	-2.37E-03		-1.87E-003	1.87E-003	3.48E-006	-89.24		535.87	89.24	7.06	535.82	7.06	535.82	535.871010	89.24		4317.78	-12525.47	4317.78	-12525.47	13248.794578	-70.98	-12103.59	12850.688572	1.65E+8	-70.37		7.78E-5	70.37		7.06	957.70	957.724474	9.17E+5	89.58	7.70E-6	-1.04E-3	1.04E-3	-89.58
						20.970	20970	131758		-419	175827	0.00E+000	2.38E-003	2.38E-003	2.38E-003		2310	-1876	434	4.34E+2	1.89E+5	2.44E-5	-2.30E-3	2.30E-3	-89.39		2.44E-5	8.31E-005	8.66E-005	7.50E-009	73.66		11544.64	-73.66	3248.38	-11078.21	11544.64		5.16E+002	-1.94E-03		422	-2.37E-03		-1.85E-003	1.85E-003	3.44E-006	-89.25		539.54	89.25	7.10	539.49	7.10	539.49	539.539584	89.25		3248.38	-11078.21	3248.38	-11078.21	11544.636870	-73.66	-10656.13	11140.247496	1.24E+8	-73.05		8.98E-5	73.05		7.10	961.57	961.594355	9.25E+5	89.58	7.67E-6	-1.04E-3	1.04E-3	-89.58
						20.980	20980	131821		-419	175660	0.00E+000	2.39E-003	2.39E-003	2.39E-003		2311	-1875	436	4.36E+2	1.90E+5	2.42E-5	-2.29E-3	2.29E-3	-89.40		2.42E-5	9.48E-005	9.78E-005	9.57E-009	75.71		10223.88	-75.71	2524.39	-9907.33	10223.88		5.17E+002	-1.94E-03		422	-2.37E-03		-1.84E-003	1.84E-003	3.39E-006	-89.25		543.23	89.25	7.13	543.18	7.13	543.18	543.228459	89.25		2524.39	-9907.33	2524.39	-9907.33	10223.878043	-75.71	-9485.05	9815.229821	9.63E+7	-75.10		1.02E-4	75.10		7.13	965.46	965.484535	9.32E+5	89.58	7.65E-6	-1.04E-3	1.04E-3	-89.58
						20.990	20990	131884		-419	175492	0.00E+000	2.39E-003	2.39E-003	2.39E-003		2312	-1874	438	4.38E+2	1.92E+5	2.39E-5	-2.28E-3	2.28E-3	-89.40		2.39E-5	1.06E-004	1.09E-004	1.19E-008	77.32		9174.12	-77.32	2014.16	-8950.29	9174.12		5.17E+002	-1.93E-03		422	-2.37E-03		-1.83E-003	1.83E-003	3.34E-006	-89.25		546.94	89.25	7.16	546.89	7.16	546.89	546.937868	89.25		2014.16	-8950.29	2014.16	-8950.29	9174.118769	-77.32	-8527.81	8762.439604	7.68E+7	-76.71		1.14E-4	76.71		7.16	969.37	969.395248	9.40E+5	89.58	7.62E-6	-1.03E-3	1.03E-3	-89.58
						21.000	21000	131947		-419	175325	0.00E+000	2.39E-003	2.39E-003	2.39E-003		2314	-1873	440	4.40E+2	1.94E+5	2.37E-5	-2.27E-3	2.27E-3	-89.40		2.37E-5	1.18E-004	1.20E-004	1.44E-008	78.62		8321.66	-78.62	1642.26	-8158.00	8321.66		5.17E+002	-1.93E-03		423	-2.37E-03		-1.82E-003	1.82E-003	3.30E-006	-89.25		550.67	89.25	7.19	550.62	7.19	550.62	550.668050	89.25		1642.26	-8158.00	1642.26	-8158.00	8321.660761	-78.62	-7735.32	7907.734274	6.25E+7	-78.01		1.26E-4	78.01		7.19	973.30	973.326734	9.47E+5	89.58	7.59E-6	-1.03E-3	1.03E-3	-89.58
						21.010	21010	132010		-419	175158	0.00E+000	2.39E-003	2.39E-003	2.39E-003		2315	-1872	442	4.42E+2	1.96E+5	2.35E-5	-2.26E-3	2.26E-3	-89.40		2.35E-5	1.29E-004	1.31E-004	1.72E-008	79.69		7616.70	-79.69	1363.44	-7493.68	7616.70		5.17E+002	-1.93E-03		423	-2.36E-03		-1.80E-003	1.80E-003	3.25E-006	-89.25		554.42	89.25	7.22	554.37	7.22	554.37	554.419246	89.25		1363.44	-7493.68	1363.44	-7493.68	7616.700738	-79.69	-7070.80	7201.048649	5.19E+7	-79.09		1.39E-4	79.09		7.22	977.25	977.279231	9.55E+5	89.58	7.56E-6	-1.02E-3	1.02E-3	-89.58
						21.020	21020	132073		-418	174992	0.00E+000	2.39E-003	2.39E-003	2.39E-003		2316	-1871	444	4.44E+2	1.97E+5	2.33E-5	-2.25E-3	2.25E-3	-89.41		2.33E-5	1.40E-004	1.42E-004	2.03E-008	80.58		7024.60	-80.58	1149.32	-6929.94	7024.60		5.18E+002	-1.93E-03		423	-2.36E-03		-1.79E-003	1.79E-003	3.21E-006	-89.26		558.19	89.26	7.26	558.14	7.26	558.14	558.191698	89.26		1149.32	-6929.94	1149.32	-6929.94	7024.595268	-80.58	-6506.85	6607.577481	4.37E+7	-79.98		1.51E-4	79.98		7.26	981.23	981.252983	9.63E+5	89.58	7.54E-6	-1.02E-3	1.02E-3	-89.58
						21.030	21030	132135		-418	174825	0.00E+000	2.39E-003	2.39E-003	2.39E-003		2317	-1870	446	4.46E+2	1.99E+5	2.31E-5	-2.24E-3	2.24E-3	-89.41		2.31E-5	1.52E-004	1.53E-004	2.35E-008	81.34		6520.60	-81.34	981.50	-6446.31	6520.60		5.18E+002	-1.93E-03		423	-2.36E-03		-1.78E-003	1.78E-003	3.17E-006	-89.26		561.99	89.26	7.29	561.94	7.29	561.94	561.985655	89.26		981.50	-6446.31	981.50	-6446.31	6520.602934	-81.34	-6023.03	6102.475307	3.72E+7	-80.74		1.64E-4	80.74		7.29	985.22	985.248239	9.71E+5	89.58	7.51E-6	-1.01E-3	1.01E-3	-89.58
						21.040	21040	132198		-418	174659	0.00E+000	2.39E-003	2.39E-003	2.39E-003		2318	-1870	448	4.48E+2	2.01E+5	2.29E-5	-2.23E-3	2.23E-3	-89.41		2.29E-5	1.63E-004	1.64E-004	2.70E-008	81.99		6086.63	-81.99	847.63	-6027.32	6086.63		5.18E+002	-1.93E-03		423	-2.36E-03		-1.77E-003	1.77E-003	3.12E-006	-89.26		565.80	89.26	7.32	565.75	7.32	565.75	565.801366	89.26		847.63	-6027.32	847.63	-6027.32	6086.633028	-81.99	-5603.84	5667.582196	3.21E+7	-81.40		1.76E-4	81.40		7.32	989.24	989.265248	9.79E+5	89.58	7.48E-6	-1.01E-3	1.01E-3	-89.58
						21.050	21050	132261		-418	174493	0.00E+000	2.39E-003	2.39E-003	2.39E-003		2319	-1869	450	4.50E+2	2.03E+5	2.27E-5	-2.22E-3	2.22E-3	-89.41		2.27E-5	1.74E-004	1.75E-004	3.07E-008	82.56		5709.18	-82.56	739.18	-5661.12	5709.18		5.18E+002	-1.93E-03		424	-2.36E-03		-1.76E-003	1.76E-003	3.08E-006	-89.26		569.64	89.26	7.36	569.59	7.36	569.59	569.639085	89.26		739.18	-5661.12	739.18	-5661.12	5709.178038	-82.56	-5237.44	5289.343202	2.80E+7	-81.97		1.89E-4	81.97		7.36	993.28	993.304264	9.87E+5	89.58	7.46E-6	-1.01E-3	1.01E-3	-89.58
						21.060	21060	132324		-418	174328	0.00E+000	2.40E-003	2.40E-003	2.40E-003		2320	-1868	452	4.52E+2	2.05E+5	2.25E-5	-2.21E-3	2.21E-3	-89.42		2.25E-5	1.85E-004	1.86E-004	3.46E-008	83.06		5377.96	-83.06	650.15	-5338.52	5377.96		5.19E+002	-1.93E-03		424	-2.36E-03		-1.74E-003	1.74E-003	3.04E-006	-89.26		573.50	89.26	7.39	573.45	7.39	573.45	573.499070	89.26		650.15	-5338.52	650.15	-5338.52	5377.963248	-83.06	-4914.63	4957.450260	2.46E+7	-82.46		2.02E-4	82.46		7.39	997.34	997.365544	9.95E+5	89.58	7.43E-6	-1.00E-3	1.00E-3	-89.58
						21.070	21070	132387		-417	174162	0.00E+000	2.40E-003	2.40E-003	2.40E-003		2321	-1867	454	4.54E+2	2.06E+5	2.23E-5	-2.20E-3	2.20E-3	-89.42		2.23E-5	1.95E-004	1.97E-004	3.87E-008	83.49		5085.04	-83.49	576.18	-5052.29	5085.04		5.19E+002	-1.93E-03		424	-2.36E-03		-1.73E-003	1.73E-003	3.00E-006	-89.26		577.38	89.26	7.43	577.33	7.43	577.33	577.381581	89.26		576.18	-5052.29	576.18	-5052.29	5085.042548	-83.49	-4628.21	4663.933282	2.18E+7	-82.90		2.14E-4	82.90		7.43	1001.42	1001.449349	1.00E+6	89.57	7.41E-6	-9.99E-4	9.99E-4	-89.57
						21.080	21080	132450		-417	173997	0.00E+000	2.40E-003	2.40E-003	2.40E-003		2322	-1866	456	4.56E+2	2.08E+5	2.21E-5	-2.19E-3	2.19E-3	-89.42		2.21E-5	2.06E-004	2.07E-004	4.30E-008	83.88		4824.18	-83.88	514.07	-4796.71	4824.18		5.19E+002	-1.93E-03		424	-2.36E-03		-1.72E-003	1.72E-003	2.96E-006	-89.26		581.29	89.26	7.46	581.24	7.46	581.24	581.286882	89.26		514.07	-4796.71	514.07	-4796.71	4824.179100	-83.88	-4372.42	4402.537844	1.94E+7	-83.29		2.27E-4	83.29		7.46	1005.53	1005.555944	1.01E+6	89.57	7.38E-6	-9.94E-4	9.94E-4	-89.57
						21.090	21090	132512		-417	173832	0.00E+000	2.40E-003	2.40E-003	2.40E-003		2323	-1865	458	4.58E+2	2.10E+5	2.19E-5	-2.18E-3	2.18E-3	-89.42		2.19E-5	2.17E-004	2.18E-004	4.75E-008	84.23		4590.41	-84.23	461.43	-4567.16	4590.41		5.19E+002	-1.93E-03		424	-2.36E-03		-1.71E-003	1.71E-003	2.92E-006	-89.27		585.22	89.27	7.50	585.17	7.50	585.17	585.215242	89.27		461.43	-4567.16	461.43	-4567.16	4590.412245	-84.23	-4142.67	4168.290163	1.74E+7	-83.64		2.40E-4	83.64		7.50	1009.66	1009.685596	1.02E+6	89.57	7.36E-6	-9.90E-4	9.90E-4	-89.57
						21.190	21190	133141		-415	172195	0.00E+000	2.41E-003	2.41E-003	2.41E-003		2334	-1856	478	4.78E+2	2.29E+5	2.01E-5	-2.09E-3	2.09E-3	-89.45		2.01E-5	3.19E-004	3.19E-004	1.02E-007	86.39		3133.14	-86.39	197.51	-3126.91	3133.14		5.22E+002	-1.92E-03		427	-2.34E-03		-1.60E-003	1.60E-003	2.55E-006	-89.28		625.83	89.28	7.88	625.78	7.88	625.78	625.828740	89.28		197.51	-3126.91	197.51	-3126.91	3133.139654	-86.39	-2700.40	2707.618149	7.33E+6	-85.82		3.69E-4	85.82		7.88	1052.28	1052.311945	1.11E+6	89.57	7.12E-6	-9.50E-4	9.50E-4	-89.57
						21.290	21290	133769		-413	170581	0.00E+000	2.42E-003	2.42E-003	2.42E-003		2346	-1848	498	4.98E+2	2.48E+5	1.86E-5	-2.01E-3	2.01E-3	-89.47		1.86E-5	4.13E-004	4.13E-004	1.71E-007	87.43		2420.06	-87.43	108.68	-2417.62	2420.06		5.24E+002	-1.91E-03		429	-2.33E-03		-1.49E-003	1.49E-003	2.23E-006	-89.29		669.07	89.29	8.31	669.02	8.31	669.02	669.072546	89.29		108.68	-2417.62	108.68	-2417.62	2420.057219	-87.43	-1989.10	1992.066435	3.97E+6	-86.87		5.02E-4	86.87		8.31	1097.54	1097.568483	1.20E+6	89.57	6.90E-6	-9.11E-4	9.11E-4	-89.57
						21.390	21390	134397		-411	168990	0.00E+000	2.43E-003	2.43E-003	2.43E-003		2357	-1839	518	5.18E+2	2.68E+5	1.72E-5	-1.93E-3	1.93E-3	-89.49		1.72E-5	5.00E-004	5.01E-004	2.51E-007	88.03		1997.09	-88.03	68.50	-1995.91	1997.09		5.27E+002	-1.90E-03		431	-2.32E-03		-1.40E-003	1.40E-003	1.95E-006	-89.30		715.29	89.30	8.79	715.23	8.79	715.23	715.286495	89.30		68.50	-1995.91	68.50	-1995.91	1997.085563	-88.03	-1565.38	1566.879623	2.46E+6	-87.49		6.38E-4	87.49		8.79	1145.76	1145.795044	1.31E+6	89.56	6.69E-6	-8.73E-4	8.73E-4	-89.56
						21.490	21490	135026		-409	167421	0.00E+000	2.44E-003	2.44E-003	2.44E-003		2368	-1830	537	5.37E+2	2.88E+5	1.59E-5	-1.86E-3	1.86E-3	-89.51		1.59E-5	5.82E-004	5.82E-004	3.39E-007	88.43		1716.93	-88.43	47.00	-1716.29	1716.93		5.29E+002	-1.89E-03		433	-2.31E-03		-1.31E-003	1.31E-003	1.71E-006	-89.30		764.87	89.30	9.33	764.81	9.33	764.81	764.865729	89.30		47.00	-1716.29	47.00	-1716.29	1716.933999	-88.43	-1283.75	1284.609117	1.65E+6	-87.90		7.78E-4	87.90		9.33	1197.35	1197.386766	1.43E+6	89.55	6.51E-6	-8.35E-4	8.35E-4	-89.55
						21.590	21590	135654		-407	165874	0.00E+000	2.46E-003	2.46E-003	2.46E-003		2379	-1822	557	5.57E+2	3.10E+5	1.48E-5	-1.80E-3	1.80E-3	-89.53		1.48E-5	6.59E-004	6.59E-004	4.34E-007	88.71		1517.55	-88.71	34.19	-1517.17	1517.55		5.32E+002	-1.88E-03		435	-2.30E-03		-1.22E-003	1.22E-003	1.49E-006	-89.30		818.27	89.30	9.94	818.21	9.94	818.21	818.272867	89.30		34.19	-1517.17	34.19	-1517.17	1517.551061	-88.71	-1082.61	1083.151303	1.17E+6	-88.19		9.23E-4	88.19		9.94	1252.77	1252.806262	1.57E+6	89.55	6.33E-6	-7.98E-4	7.98E-4	-89.55
						21.690	21690	136282		-405	164348	0.00E+000	2.47E-003	2.47E-003	2.47E-003		2390	-1814	576	5.76E+2	3.32E+5	1.39E-5	-1.74E-3	1.74E-3	-89.54		1.39E-5	7.31E-004	7.31E-004	5.34E-007	88.91		1368.28	-88.91	25.96	-1368.03	1368.28		5.34E+002	-1.87E-03		437	-2.29E-03		-1.14E-003	1.14E-003	1.30E-006	-89.30		876.05	89.30	10.64	875.99	10.64	875.99	876.053497	89.30		25.96	-1368.03	25.96	-1368.03	1368.275768	-88.91	-931.46	931.824022	8.68E+5	-88.40		1.07E-3	88.40		10.64	1312.56	1312.599107	1.72E+6	89.54	6.18E-6	-7.62E-4	7.62E-4	-89.54
						21.790	21790	136911		-404	162843	0.00E+000	2.48E-003	2.48E-003	2.48E-003		2401	-1805	595	5.95E+2	3.54E+5	1.30E-5	-1.68E-3	1.68E-3	-89.56		1.30E-5	7.98E-004	7.99E-004	6.38E-007	89.07		1252.22	-89.07	20.35	-1252.06	1252.22		5.37E+002	-1.86E-03		439	-2.28E-03		-1.07E-003	1.07E-003	1.13E-006	-89.30		938.86	89.30	11.44	938.79	11.44	938.79	938.856093	89.30		20.35	-1252.06	20.35	-1252.06	1252.221337	-89.07	-813.48	813.730610	6.62E+5	-88.57		1.23E-3	88.57		11.44	1377.37	1377.413762	1.90E+6	89.52	6.03E-6	-7.26E-4	7.26E-4	-89.52
						21.890	21890	137539		-402	161358	0.00E+000	2.49E-003	2.49E-003	2.49E-003		2412	-1797	615	6.15E+2	3.78E+5	1.22E-5	-1.63E-3	1.63E-3	-89.57		1.22E-5	8.62E-004	8.63E-004	7.44E-007	89.19		1159.32	-89.19	16.37	-1159.21	1159.32		5.39E+002	-1.86E-03		441	-2.27E-03		-9.93E-004	9.93E-004	9.85E-007	-89.30		1007.46	89.30	12.36	1007.38	12.36	1007.38	1007.457922	89.30		16.37	-1159.21	16.37	-1159.21	1159.322774	-89.19	-718.61	718.800974	5.17E+5	-88.70		1.39E-3	88.70		12.36	1447.97	1448.027470	2.10E+6	89.51	5.89E-6	-6.91E-4	6.91E-4	-89.51
						21.990	21990	138167		-400	159894	0.00E+000	2.50E-003	2.50E-003	2.50E-003		2423	-1789	634	6.34E+2	4.02E+5	1.15E-5	-1.58E-3	1.58E-3	-89.58		1.15E-5	9.23E-004	9.23E-004	8.52E-007	89.29		1083.21	-89.29	13.44	-1083.13	1083.21		5.42E+002	-1.85E-03		443	-2.26E-03		-9.23E-004	9.24E-004	8.53E-007	-89.29		1082.80	89.29	13.43	1082.72	13.43	1082.72	1082.799136	89.29		13.44	-1083.13	13.44	-1083.13	1083.208644	-89.29	-640.52	640.660841	4.10E+5	-88.80		1.56E-3	88.80		13.43	1525.32	1525.380358	2.33E+6	89.50	5.77E-6	-6.56E-4	6.56E-4	-89.50
						22.090	22090	138796		-398	158450	0.00E+000	2.51E-003	2.51E-003	2.51E-003		2434	-1781	653	6.53E+2	4.26E+5	1.08E-5	-1.53E-3	1.53E-3	-89.60		1.08E-5	9.81E-004	9.81E-004	9.62E-007	89.37		1019.65	-89.37	11.22	-1019.59	1019.65		5.44E+002	-1.84E-03		445	-2.25E-03		-8.58E-004	8.58E-004	7.35E-007	-89.28		1166.03	89.28	14.67	1165.94	14.67	1165.94	1166.028277	89.28		11.22	-1019.59	11.22	-1019.59	1019.649378	-89.37	-574.97	575.078964	3.31E+5	-88.88		1.74E-3	88.88		14.67	1610.55	1610.620931	2.59E+6	89.48	5.66E-6	-6.21E-4	6.21E-4	-89.48
						22.190	22190	139424		-396	157025	0.00E+000	2.52E-003	2.52E-003	2.52E-003		2445	-1773	672	6.72E+2	4.52E+5	1.02E-5	-1.49E-3	1.49E-3	-89.61		1.02E-5	1.04E-003	1.04E-003	1.07E-006	89.44		965.73	-89.44	9.50	-965.68	965.73		5.46E+002	-1.83E-03		447	-2.24E-03		-7.94E-004	7.95E-004	6.31E-007	-89.27		1258.56	89.27	16.14	1258.46	16.14	1258.46	1258.563880	89.27		9.50	-965.68	9.50	-965.68	965.727108	-89.44	-519.05	519.136430	2.70E+5	-88.95		1.93E-3	88.95		16.14	1705.09	1705.167673	2.91E+6	89.46	5.55E-6	-5.86E-4	5.86E-4	-89.46
						22.290	22290	140052		-394	155619	0.00E+000	2.53E-003	2.53E-003	2.53E-003		2456	-1765	691	6.91E+2	4.77E+5	9.64E-6	-1.45E-3	1.45E-3	-89.62		9.64E-6	1.09E-003	1.09E-003	1.18E-006	89.49		919.36	-89.49	8.14	-919.33	919.36		5.49E+002	-1.82E-03		449	-2.23E-03		-7.34E-004	7.34E-004	5.39E-007	-89.25		1362.18	89.25	17.88	1362.06	17.88	1362.06	1362.179258	89.25		8.14	-919.33	8.14	-919.33	919.363798	-89.49	-470.68	470.754533	2.22E+5	-89.01		2.12E-3	89.01		17.88	1810.71	1810.793832	3.28E+6	89.43	5.45E-6	-5.52E-4	5.52E-4	-89.43
						22.390	22390	140681		-393	154232	0.00E+000	2.55E-003	2.55E-003	2.55E-003		2467	-1757	710	7.10E+2	5.04E+5	9.13E-6	-1.41E-3	1.41E-3	-89.63		9.13E-6	1.14E-003	1.14E-003	1.29E-006	89.54		879.04	-89.54	7.05	-879.01	879.04		5.51E+002	-1.81E-03		451	-2.22E-03		-6.76E-004	6.76E-004	4.57E-007	-89.23		1479.12	89.23	19.97	1478.99	19.97	1478.99	1479.121336	89.23		7.05	-879.01	7.05	-879.01	879.039386	-89.54	-428.35	428.412759	1.84E+5	-89.06		2.33E-3	89.06		19.97	1929.64	1929.746246	3.72E+6	89.41	5.36E-6	-5.18E-4	5.18E-4	-89.41
						22.490	22490	141309		-391	152864	0.00E+000	2.56E-003	2.56E-003	2.56E-003		2478	-1749	729	7.29E+2	5.31E+5	8.66E-6	-1.37E-3	1.37E-3	-89.64		8.66E-6	1.19E-003	1.19E-003	1.41E-006	89.58		843.62	-89.58	6.17	-843.59	843.62		5.54E+002	-1.81E-03		453	-2.21E-03		-6.20E-004	6.20E-004	3.85E-007	-89.20		1612.28	89.20	22.52	1612.12	22.52	1612.12	1612.280626	89.20		6.17	-843.59	6.17	-843.59	843.616291	-89.58	-390.92	390.973219	1.53E+5	-89.10		2.56E-3	89.10		22.52	2064.79	2064.915305	4.26E+6	89.38	5.28E-6	-4.84E-4	4.84E-4	-89.38
						22.590	22590	141937		-389	151513	0.00E+000	2.57E-003	2.57E-003	2.57E-003		2489	-1741	747	7.47E+2	5.59E+5	8.23E-6	-1.34E-3	1.34E-3	-89.65		8.23E-6	1.23E-003	1.23E-003	1.52E-006	89.62		812.23	-89.62	5.43	-812.21	812.23		5.56E+002	-1.80E-03		455	-2.20E-03		-5.66E-004	5.66E-004	3.21E-007	-89.17		1765.44	89.17	25.66	1765.25	25.66	1765.25	1765.440013	89.17		5.43	-812.21	5.43	-812.21	812.226229	-89.62	-357.53	357.567410	1.28E+5	-89.13		2.80E-3	89.13		25.66	2219.94	2220.083726	4.93E+6	89.34	5.21E-6	-4.50E-4	4.50E-4	-89.34
						22.690	22690	142565		-388	150181	0.00E+000	2.58E-003	2.58E-003	2.58E-003		2500	-1734	766	7.66E+2	5.87E+5	7.84E-6	-1.31E-3	1.31E-3	-89.66		7.84E-6	1.28E-003	1.28E-003	1.63E-006	89.65		784.19	-89.65	4.82	-784.18	784.19		5.59E+002	-1.79E-03		457	-2.19E-03		-5.14E-004	5.14E-004	2.65E-007	-89.13		1943.65	89.13	29.61	1943.42	29.61	1943.42	1943.648549	89.13		4.82	-784.18	4.82	-784.18	784.194974	-89.65	-327.49	327.520950	1.07E+5	-89.16		3.05E-3	89.16		29.61	2400.12	2400.300317	5.76E+6	89.29	5.14E-6	-4.17E-4	4.17E-4	-89.29
						22.790	22790	143194		-386	148866	0.00E+000	2.59E-003	2.59E-003	2.59E-003		2511	-1726	785	7.85E+2	6.16E+5	7.47E-6	-1.27E-3	1.27E-3	-89.66		7.47E-6	1.32E-003	1.32E-003	1.74E-006	89.68		758.99	-89.68	4.30	-758.98	758.99		5.61E+002	-1.78E-03		459	-2.18E-03		-4.64E-004	4.64E-004	2.16E-007	-89.08		2153.80	89.08	34.65	2153.52	34.65	2153.52	2153.800248	89.08		4.30	-758.98	4.30	-758.98	758.991008	-89.68	-300.27	300.302207	9.02E+4	-89.18		3.33E-3	89.18		34.65	2612.23	2612.458736	6.82E+6	89.24	5.08E-6	-3.83E-4	3.83E-4	-89.24
						22.890	22890	143822		-384	147568	0.00E+000	2.60E-003	2.60E-003	2.60E-003		2522	-1718	803	8.03E+2	6.45E+5	7.13E-6	-1.24E-3	1.24E-3	-89.67		7.13E-6	1.36E-003	1.36E-003	1.85E-006	89.70		736.19	-89.70	3.86	-736.18	736.19		5.64E+002	-1.77E-03		461	-2.17E-03		-4.16E-004	4.16E-004	1.73E-007	-89.02		2405.56	89.02	41.25	2405.21	41.25	2405.21	2405.562228	89.02		3.86	-736.18	3.86	-736.18	736.189656	-89.70	-275.46	275.486420	7.59E+4	-89.20		3.63E-3	89.20		41.25	2865.93	2866.225562	8.22E+6	89.18	5.02E-6	-3.49E-4	3.49E-4	-89.18
						22.990	22990	144450		-382	146287	0.00E+000	2.61E-003	2.61E-003	2.61E-003		2533	-1711	822	8.22E+2	6.75E+5	6.81E-6	-1.22E-3	1.22E-3	-89.68		6.81E-6	1.40E-003	1.40E-003	1.95E-006	89.72		715.45	-89.72	3.49	-715.44	715.45		5.66E+002	-1.77E-03		463	-2.16E-03		-3.69E-004	3.69E-004	1.36E-007	-88.94		2712.93	88.94	50.13	2712.46	50.13	2712.46	2712.925708	88.94		3.49	-715.44	3.49	-715.44	715.447521	-89.72	-252.71	252.730127	6.39E+4	-89.21		3.96E-3	89.21		50.13	3175.20	3175.591158	1.01E+7	89.10	4.97E-6	-3.15E-4	3.15E-4	-89.10
						23.090	23090	145079		-381	145022	0.00E+000	2.63E-003	2.63E-003	2.63E-003		2544	-1704	840	8.40E+2	7.06E+5	6.52E-6	-1.19E-3	1.19E-3	-89.69		6.52E-6	1.44E-003	1.44E-003	2.06E-006	89.74		696.48	-89.74	3.16	-696.48	696.48		5.69E+002	-1.76E-03		465	-2.15E-03		-3.23E-004	3.23E-004	1.04E-007	-88.84		3096.93	88.84	62.49	3096.30	62.49	3096.30	3096.928823	88.84		3.16	-696.48	3.16	-696.48	696.483918	-89.74	-231.73	231.752595	5.37E+4	-89.22		4.31E-3	89.22		62.49	3561.04	3561.592243	1.27E+7	88.99	4.93E-6	-2.81E-4	2.81E-4	-88.99
						23.190	23190	145707		-379	143774	0.00E+000	2.64E-003	2.64E-003	2.64E-003		2555	-1696	859	8.59E+2	7.37E+5	6.24E-6	-1.16E-3	1.16E-3	-89.69		6.24E-6	1.47E-003	1.47E-003	2.17E-006	89.76		679.07	-89.76	2.88	-679.06	679.07		5.71E+002	-1.75E-03		467	-2.14E-03		-2.78E-004	2.78E-004	7.76E-008	-88.72		3590.73	88.72	80.46	3589.83	80.46	3589.83	3590.732804	88.72		2.88	-679.06	2.88	-679.06	679.067185	-89.76	-212.30	212.322125	4.51E+4	-89.22		4.71E-3	89.22		80.46	4056.59	4057.387559	1.65E+7	88.86	4.89E-6	-2.46E-4	2.46E-4	-88.86
						23.290	23290	146335		-378	142542	0.00E+000	2.65E-003	2.65E-003	2.65E-003		2566	-1689	877	8.77E+2	7.69E+5	5.98E-6	-1.14E-3	1.14E-3	-89.70		5.98E-6	1.51E-003	1.51E-003	2.27E-006	89.77		663.00	-89.77	2.63	-663.00	663.00		5.74E+002	-1.74E-03		469	-2.13E-03		-2.35E-004	2.35E-004	5.54E-008	-88.54		4249.82	88.54	108.05	4248.45	108.05	4248.45	4249.823268	88.54		2.63	-663.00	2.63	-663.00	663.004419	-89.77	-194.23	194.245784	3.77E+4	-89.22		5.15E-3	89.22		108.05	4717.22	4718.458009	2.23E+7	88.69	4.85E-6	-2.12E-4	2.12E-4	-88.69
						23.390	23390	146964		-376	141326	0.00E+000	2.66E-003	2.66E-003	2.66E-003		2577	-1682	895	8.95E+2	8.01E+5	5.74E-6	-1.12E-3	1.12E-3	-89.71		5.74E-6	1.54E-003	1.54E-003	2.38E-006	89.79		648.13	-89.79	2.41	-648.13	648.13		5.76E+002	-1.74E-03		471	-2.12E-03		-1.93E-004	1.93E-004	3.73E-008	-88.30		5174.59	88.30	153.73	5172.31	153.73	5172.31	5174.592518	88.30		2.41	-648.13	2.41	-648.13	648.133694	-89.79	-177.35	177.361626	3.15E+4	-89.22		5.64E-3	89.22		153.73	5643.09	5645.186024	3.19E+7	88.44	4.82E-6	-1.77E-4	1.77E-4	-88.44
						23.490	23490	147592		-374	140125	0.00E+000	2.67E-003	2.67E-003	2.67E-003		2588	-1675	913	9.13E+2	8.34E+5	5.51E-6	-1.09E-3	1.09E-3	-89.71		5.51E-6	1.58E-003	1.58E-003	2.49E-006	89.80		634.32	-89.80	2.22	-634.31	634.32		5.78E+002	-1.73E-03		473	-2.12E-03		-1.52E-004	1.52E-004	2.32E-008	-87.92		6567.27	87.92	237.85	6562.96	237.85	6562.96	6567.267280	87.92		2.22	-634.31	2.22	-634.31	634.318080	-89.80	-161.52	161.532704	2.61E+4	-89.21		6.19E-3	89.21		237.85	7035.76	7039.774646	4.96E+7	88.06	4.80E-6	-1.42E-4	1.42E-4	-88.06
						23.590	23590	148220		-373	138940	0.00E+000	2.68E-003	2.68E-003	2.68E-003		2599	-1668	931	9.31E+2	8.68E+5	5.30E-6	-1.07E-3	1.07E-3	-89.72		5.30E-6	1.61E-003	1.61E-003	2.59E-006	89.81		621.44	-89.81	2.05	-621.44	621.44		5.81E+002	-1.72E-03		475	-2.11E-03		-1.12E-004	1.12E-004	1.26E-008	-87.29		8904.74	87.29	420.46	8894.81	420.46	8894.81	8904.738798	87.29		2.05	-621.44	2.05	-621.44	621.440995	-89.81	-146.63	146.642425	2.15E+4	-89.20		6.82E-3	89.20		420.46	9369.62	9379.045502	8.80E+7	87.43	4.78E-6	-1.07E-4	1.07E-4	-87.43
						23.690	23690	148849		-371	137769	0.00E+000	2.69E-003	2.69E-003	2.69E-003		2610	-1660	949	9.49E+2	9.01E+5	5.10E-6	-1.05E-3	1.05E-3	-89.72		5.10E-6	1.64E-003	1.64E-003	2.69E-006	89.82		609.40	-89.82	1.90	-609.40	609.40		5.83E+002	-1.71E-03		477	-2.10E-03		-7.31E-005	7.33E-005	5.37E-009	-86.01		13643.07	86.01	949.79	13609.97	949.79	13609.97	13643.071573	86.01		1.90	-609.40	1.90	-609.40	609.402558	-89.82	-132.58	132.590903	1.76E+4	-89.18		7.54E-3	89.18		949.79	14086.79	14118.775974	1.99E+8	86.14	4.76E-6	-7.07E-5	7.08E-5	-86.14
						23.790	23790	149477		-370	136614	0.00E+000	2.71E-003	2.71E-003	2.71E-003		2621	-1653	967	9.67E+2	9.36E+5	4.91E-6	-1.03E-3	1.03E-3	-89.73		4.91E-6	1.67E-003	1.67E-003	2.80E-006	89.83		598.12	-89.83	1.76	-598.11	598.12		5.86E+002	-1.71E-03		479	-2.09E-03		-3.50E-005	3.53E-005	1.25E-009	-82.00		28333.01	82.00	3945.30	28056.98	3945.30	28056.98	28333.014092	82.00		1.76	-598.11	1.76	-598.11	598.116700	-89.83	-119.28	119.292064	1.42E+4	-89.16		8.38E-3	89.16		3945.30	28535.82	28807.261270	8.30E+8	82.13	4.75E-6	-3.44E-5	3.47E-5	-82.13
						23.890	23890	150105		-368	135472	0.00E+000	2.72E-003	2.72E-003	2.72E-003		2632	-1647	985	9.85E+2	9.71E+5	4.74E-6	-1.01E-3	1.01E-3	-89.73		4.74E-6	1.70E-003	1.70E-003	2.90E-006	89.84		587.51	-89.84	1.64	-587.51	587.51		5.88E+002	-1.70E-03		481	-2.08E-03		2.38E-006	5.30E-006	2.81E-011	26.69		188588.30	-26.69	168487.10	-84720.98	168487.10	-84720.98	188588.303086	-26.69		1.64	-587.51	1.64	-587.51	587.508852	-89.84	-106.66	106.671343	1.14E+4	-89.12		9.37E-3	89.12		168487.10	-84240.13	188372.778000	3.55E+10	-26.56	4.75E-6	2.37E-6	5.31E-6	26.56
						23.990	23990	150734		-367	134345	0.00E+000	2.73E-003	2.73E-003	2.73E-003		2643	-1640	1003	1.00E+3	1.01E+6	4.57E-6	-9.97E-4	9.97E-4	-89.74		4.57E-6	1.73E-003	1.73E-003	3.00E-006	89.85		577.51	-89.85	1.52	-577.51	577.51		5.91E+002	-1.69E-03		483	-2.07E-03		3.89E-005	3.92E-005	1.54E-009	83.30		25515.02	-83.30	2975.16	-25340.97	2975.16	-25340.97	25515.024559	-83.30		1.52	-577.51	1.52	-577.51	577.514087	-89.85	-94.65	94.663823	8.96E+3	-89.08		1.06E-2	89.08		2975.16	-24858.11	25035.521188	6.27E+8	-83.17	4.75E-6	3.97E-5	3.99E-5	83.17
						24.090	24090	151362		-365	133232	0.00E+000	2.74E-003	2.74E-003	2.74E-003		2654	-1633	1021	1.02E+3	1.04E+6	4.41E-6	-9.79E-4	9.79E-4	-89.74		4.41E-6	1.76E-003	1.76E-003	3.10E-006	89.86		568.08	-89.86	1.42	-568.07	568.08		5.93E+002	-1.69E-03		485	-2.06E-03		7.47E-005	7.49E-005	5.60E-009	86.62		13359.75	-86.62	787.44	-13336.52	787.44	-13336.52	13359.746856	-86.62		1.42	-568.07	1.42	-568.07	568.075606	-89.86	-83.20	83.212721	6.92E+3	-89.02		1.20E-2	89.02		787.44	-12851.65	12875.748272	1.66E+8	-86.49	4.75E-6	7.75E-5	7.77E-5	86.49
						24.190	24190	151990		-364	132133	0.00E+000	2.75E-003	2.75E-003	2.75E-003		2665	-1626	1039	1.04E+3	1.08E+6	4.26E-6	-9.63E-4	9.63E-4	-89.75		4.26E-6	1.79E-003	1.79E-003	3.20E-006	89.86		559.14	-89.86	1.33	-559.14	559.14		5.96E+002	-1.68E-03		487	-2.05E-03		1.10E-004	1.10E-004	1.21E-008	87.78		9099.72	-87.78	352.94	-9092.87	352.94	-9092.87	9099.721137	-87.78		1.33	-559.14	1.33	-559.14	559.143503	-89.86	-72.26	72.268163	5.22E+3	-88.94		1.38E-2	88.94		352.94	-8605.99	8613.222148	7.42E+7	-87.65	4.76E-6	1.16E-4	1.16E-4	87.65
						24.290	24290	152619		-362	131047	0.00E+000	2.76E-003	2.76E-003	2.76E-003		2676	-1619	1057	1.06E+3	1.12E+6	4.12E-6	-9.46E-4	9.46E-4	-89.75		4.12E-6	1.82E-003	1.82E-003	3.30E-006	89.87		550.67	-89.87	1.25	-550.67	550.67		5.98E+002	-1.67E-03		489	-2.05E-03		1.44E-004	1.44E-004	2.08E-008	88.36		6930.56	-88.36	197.92	-6927.73	197.92	-6927.73	6930.560912	-88.36		1.25	-550.67	1.25	-550.67	550.673751	-89.87	-61.77	61.786173	3.82E+3	-88.84		1.62E-2	88.84		197.92	-6438.84	6441.876645	4.15E+7	-88.24	4.77E-6	1.55E-4	1.55E-4	88.24
						24.390	24390	153247		-361	129975	0.00E+000	2.77E-003	2.77E-003	2.77E-003		2687	-1613	1074	1.07E+3	1.15E+6	3.99E-6	-9.31E-4	9.31E-4	-89.75		3.99E-6	1.84E-003	1.84E-003	3.40E-006	89.88		542.63	-89.88	1.17	-542.63	542.63		6.01E+002	-1.66E-03		491	-2.04E-03		1.78E-004	1.78E-004	3.17E-008	88.72		5616.19	-88.72	125.73	-5614.78	125.73	-5614.78	5616.185033	-88.72		1.17	-542.63	1.17	-542.63	542.627357	-89.88	-51.71	51.727851	2.68E+3	-88.70		1.93E-2	88.70		125.73	-5123.87	5125.408297	2.63E+7	-88.59	4.79E-6	1.95E-4	1.95E-4	88.59
						24.490	24490	153875		-359	128916	0.00E+000	2.79E-003	2.79E-003	2.79E-003		2698	-1606	1092	1.09E+3	1.19E+6	3.86E-6	-9.16E-4	9.16E-4	-89.76		3.86E-6	1.87E-003	1.87E-003	3.49E-006	89.88		534.97	-89.88	1.10	-534.97	534.97		6.03E+002	-1.66E-03		493	-2.03E-03		2.11E-004	2.11E-004	4.46E-008	88.95		4734.28	-88.95	86.49	-4733.49	86.49	-4733.49	4734.277612	-88.95		1.10	-534.97	1.10	-534.97	534.969660	-89.88	-42.04	42.058709	1.77E+3	-88.50		2.38E-2	88.50		86.49	-4240.56	4241.445117	1.80E+7	-88.83	4.81E-6	2.36E-4	2.36E-4	88.83
						24.590	24590	154504		-358	127869	0.00E+000	2.80E-003	2.80E-003	2.80E-003		2709	-1600	1109	1.11E+3	1.23E+6	3.74E-6	-9.01E-4	9.01E-4	-89.76		3.74E-6	1.90E-003	1.90E-003	3.59E-006	89.89		527.67	-89.89	1.04	-527.67	527.67		6.06E+002	-1.65E-03		495	-2.02E-03		2.44E-004	2.44E-004	5.94E-008	89.12		4101.35	-89.12	62.87	-4100.87	62.87	-4100.87	4101.354399	-89.12		1.04	-527.67	1.04	-527.67	527.669748	-89.89	-32.73	32.748193	1.07E+3	-88.18		3.05E-2	88.18		62.87	-3605.94	3606.483466	1.30E+7	-89.00	4.83E-6	2.77E-4	2.77E-4	89.00
						24.690	24690	155132		-356	126836	0.00E+000	2.81E-003	2.81E-003	2.81E-003		2720	-1593	1127	1.13E+3	1.27E+6	3.62E-6	-8.87E-4	8.87E-4	-89.77		3.62E-6	1.92E-003	1.92E-003	3.69E-006	89.89		520.70	-89.89	0.98	-520.70	520.70		6.08E+002	-1.64E-03		497	-2.01E-03		2.76E-004	2.76E-004	7.61E-008	89.25		3624.86	-89.25	47.60	-3624.55	47.60	-3624.55	3624.861870	-89.25		0.98	-520.70	0.98	-520.70	520.699962	-89.89	-23.75	23.769509	5.65E+2	-87.63		4.21E-2	87.63		47.60	-3127.60	3127.961694	9.78E+6	-89.13	4.86E-6	3.20E-4	3.20E-4	89.13
						24.790	24790	155760		-355	125814	0.00E+000	2.82E-003	2.82E-003	2.82E-003		2731	-1587	1144	1.14E+3	1.31E+6	3.51E-6	-8.74E-4	8.74E-4	-89.77		3.51E-6	1.95E-003	1.95E-003	3.78E-006	89.90		514.04	-89.90	0.93	-514.03	514.04		6.10E+002	-1.64E-03		499	-2.00E-03		3.07E-004	3.07E-004	9.45E-008	89.35		3253.06	-89.35	37.17	-3252.85	37.17	-3252.85	3253.062485	-89.35		0.93	-514.03	0.93	-514.03	514.035475	-89.90	-15.07	15.100607	2.28E+2	-86.48		6.62E-2	86.48		37.17	-2753.89	2754.138384	7.59E+6	-89.23	4.90E-6	3.63E-4	3.63E-4	89.23
						24.890	24890	156388		-353	124805	0.00E+000	2.83E-003	2.83E-003	2.83E-003		2742	-1580	1162	1.16E+3	1.35E+6	3.41E-6	-8.61E-4	8.61E-4	-89.77		3.41E-6	1.97E-003	1.97E-003	3.88E-006	89.90		507.65	-89.90	0.88	-507.65	507.65		6.13E+002	-1.63E-03		501	-2.00E-03		3.38E-004	3.38E-004	1.15E-007	89.42		2954.77	-89.42	29.76	-2954.62	29.76	-2954.62	2954.770666	-89.42		0.88	-507.65	0.88	-507.65	507.653940	-89.90	-6.68	6.735363	4.54E+1	-82.51		1.48E-1	82.51		29.76	-2453.65	2453.825919	6.02E+6	-89.31	4.94E-6	4.07E-4	4.08E-4	89.31
						24.990	24990	157017		-352	123809	0.00E+000	2.84E-003	2.84E-003	2.84E-003		2753	-1574	1179	1.18E+3	1.39E+6	3.31E-6	-8.48E-4	8.48E-4	-89.78		3.31E-6	1.99E-003	1.99E-003	3.98E-006	89.90		501.54	-89.90	0.83	-501.53	501.54		6.15E+002	-1.62E-03		503	-1.99E-03		3.69E-004	3.69E-004	1.36E-007	89.49		2710.07	-89.49	24.30	-2709.96	24.30	-2709.96	2710.070213	-89.49		0.83	-501.53	0.83	-501.53	501.535189	-89.90	1.45	1.675026	2.81E+0	60.20		5.97E-1	-60.20		24.30	-2206.97	2207.106947	4.87E+6	-89.37	4.99E-6	4.53E-4	4.53E-4	89.37
						25.090	25090	157645		-350	122824	0.00E+000	2.85E-003	2.85E-003	2.85E-003		2764	-1568	1196	1.20E+3	1.43E+6	3.21E-6	-8.36E-4	8.36E-4	-89.78		3.21E-6	2.02E-003	2.02E-003	4.07E-006	89.91		495.66	-89.91	0.79	-495.66	495.66		6.18E+002	-1.62E-03		505	-1.98E-03		3.99E-004	3.99E-004	1.59E-007	89.54		2505.65	-89.54	20.18	-2505.56	20.18	-2505.56	2505.645774	-89.54		0.79	-495.66	0.79	-495.66	495.660969	-89.91	9.34	9.373833	8.79E+1	85.17		1.07E-1	-85.17		20.18	-2000.56	2000.665426	4.00E+6	-89.42	5.04E-6	5.00E-4	5.00E-4	89.42
						25.190	25190	158273		-349	121850	0.00E+000	2.86E-003	2.86E-003	2.86E-003		2775	-1562	1214	1.21E+3	1.47E+6	3.12E-6	-8.24E-4	8.24E-4	-89.78		3.12E-6	2.04E-003	2.04E-003	4.16E-006	89.91		490.01	-89.91	0.75	-490.01	490.01		6.20E+002	-1.61E-03		507	-1.97E-03		4.29E-004	4.29E-004	1.84E-007	89.58		2332.26	-89.58	16.99	-2332.20	16.99	-2332.20	2332.257463	-89.58		0.75	-490.01	0.75	-490.01	490.014719	-89.91	17.00	17.016003	2.90E+2	87.47		5.88E-2	-87.47		16.99	-1825.18	1825.261037	3.33E+6	-89.47	5.10E-6	5.48E-4	5.48E-4	89.47
						25.290	25290	158902		-348	120889	0.00E+000	2.88E-003	2.88E-003	2.88E-003		2786	-1555	1231	1.23E+3	1.51E+6	3.04E-6	-8.12E-4	8.12E-4	-89.79		3.04E-6	2.06E-003	2.06E-003	4.26E-006	89.92		484.58	-89.92	0.71	-484.58	484.58		6.23E+002	-1.61E-03		509	-1.96E-03		4.58E-004	4.58E-004	2.10E-007	89.62		2183.29	-89.62	14.48	-2183.24	14.48	-2183.24	2183.292433	-89.62		0.71	-484.58	0.71	-484.58	484.581382	-89.92	24.45	24.455912	5.98E+2	88.33		4.09E-2	-88.33		14.48	-1674.22	1674.280650	2.80E+6	-89.50	5.16E-6	5.97E-4	5.97E-4	89.50
						25.390	25390	159530		-346	119938	0.00E+000	2.89E-003	2.89E-003	2.89E-003		2797	-1549	1248	1.25E+3	1.56E+6	2.95E-6	-8.01E-4	8.01E-4	-89.79		2.95E-6	2.09E-003	2.09E-003	4.35E-006	89.92		479.35	-89.92	0.68	-479.35	479.35		6.25E+002	-1.60E-03		511	-1.96E-03		4.87E-004	4.87E-004	2.37E-007	89.65		2053.89	-89.65	12.46	-2053.86	12.46	-2053.86	2053.893171	-89.65		0.68	-479.35	0.68	-479.35	479.347233	-89.92	31.69	31.699643	1.00E+3	88.77		3.15E-2	-88.77		12.46	-1542.82	1542.866562	2.38E+6	-89.54	5.23E-6	6.48E-4	6.48E-4	89.54
						25.490	25490	160158		-345	118999	0.00E+000	2.90E-003	2.90E-003	2.90E-003		2808	-1543	1265	1.27E+3	1.60E+6	2.87E-6	-7.90E-4	7.91E-4	-89.79		2.87E-6	2.11E-003	2.11E-003	4.45E-006	89.92		474.30	-89.92	0.65	-474.30	474.30		6.28E+002	-1.59E-03		513	-1.95E-03		5.15E-004	5.15E-004	2.66E-007	89.68		1940.41	-89.68	10.82	-1940.38	10.82	-1940.38	1940.411278	-89.68		0.65	-474.30	0.65	-474.30	474.299736	-89.92	38.75	38.757986	1.50E+3	89.04		2.58E-2	-89.04		10.82	-1427.33	1427.370241	2.04E+6	-89.57	5.31E-6	7.01E-4	7.01E-4	89.57
						25.590	25590	160787		-344	118071	0.00E+000	2.91E-003	2.91E-003	2.91E-003		2819	-1537	1282	1.28E+3	1.64E+6	2.80E-6	-7.80E-4	7.80E-4	-89.79		2.80E-6	2.13E-003	2.13E-003	4.54E-006	89.92		469.43	-89.92	0.62	-469.43	469.43		6.30E+002	-1.59E-03		515	-1.94E-03		5.43E-004	5.43E-004	2.95E-007	89.70		1840.05	-89.70	9.48	-1840.03	9.48	-1840.03	1840.053265	-89.70		0.62	-469.43	0.62	-469.43	469.427418	-89.92	45.64	45.641798	2.08E+3	89.23		2.19E-2	-89.23		9.48	-1324.96	1324.998104	1.76E+6	-89.59	5.40E-6	7.55E-4	7.55E-4	89.59
						25.690	25690	161415		-342	117153	0.00E+000	2.92E-003	2.92E-003	2.92E-003		2830	-1531	1299	1.30E+3	1.69E+6	2.73E-6	-7.70E-4	7.70E-4	-89.80		2.73E-6	2.15E-003	2.15E-003	4.63E-006	89.93		464.72	-89.93	0.59	-464.72	464.72		6.33E+002	-1.58E-03		517	-1.93E-03		5.71E-004	5.71E-004	3.26E-007	89.73		1750.64	-89.73	8.35	-1750.62	8.35	-1750.62	1750.643970	-89.73		0.59	-464.72	0.59	-464.72	464.719754	-89.93	52.36	52.361330	2.74E+3	89.36		1.91E-2	-89.36		8.35	-1233.55	1233.574923	1.52E+6	-89.61	5.49E-6	8.11E-4	8.11E-4	89.61
						25.790	25790	162043		-341	116247	0.00E+000	2.93E-003	2.93E-003	2.93E-003		2841	-1525	1316	1.32E+3	1.73E+6	2.66E-6	-7.60E-4	7.60E-4	-89.80		2.66E-6	2.17E-003	2.17E-003	4.72E-006	89.93		460.17	-89.93	0.56	-460.17	460.17		6.35E+002	-1.57E-03		519	-1.93E-03		5.99E-004	5.99E-004	3.58E-007	89.75		1670.46	-89.75	7.41	-1670.45	7.41	-1670.45	1670.464421	-89.75		0.56	-460.17	0.56	-460.17	460.167077	-89.93	58.92	58.926110	3.47E+3	89.45		1.70E-2	-89.45		7.41	-1151.36	1151.381675	1.33E+6	-89.63	5.59E-6	8.69E-4	8.69E-4	89.63
						25.890	25890	162672		-340	115350	0.00E+000	2.94E-003	2.94E-003	2.94E-003		2852	-1519	1333	1.33E+3	1.78E+6	2.59E-6	-7.50E-4	7.50E-4	-89.80		2.59E-6	2.19E-003	2.19E-003	4.81E-006	89.93		455.76	-89.93	0.54	-455.76	455.76		6.38E+002	-1.57E-03		521	-1.92E-03		6.26E-004	6.26E-004	3.92E-007	89.76		1598.14	-89.76	6.61	-1598.12	6.61	-1598.12	1598.138174	-89.76		0.54	-455.76	0.54	-455.76	455.760488	-89.93	65.34	65.344959	4.27E+3	89.53		1.53E-2	-89.53		6.61	-1077.02	1077.041877	1.16E+6	-89.65	5.70E-6	9.28E-4	9.28E-4	89.65
						25.990	25990	163300		-338	114464	0.00E+000	2.96E-003	2.96E-003	2.96E-003		2863	-1514	1350	1.35E+3	1.82E+6	2.52E-6	-7.41E-4	7.41E-4	-89.80		2.52E-6	2.21E-003	2.21E-003	4.91E-006	89.93		451.49	-89.93	0.51	-451.49	451.49		6.40E+002	-1.56E-03		523	-1.91E-03		6.53E-004	6.53E-004	4.26E-007	89.78		1532.55	-89.78	5.93	-1532.54	5.93	-1532.54	1532.550025	-89.78		0.51	-451.49	0.51	-451.49	451.491778	-89.93	71.62	71.626038	5.13E+3	89.59		1.40E-2	-89.59		5.93	-1009.42	1009.440297	1.02E+6	-89.66	5.82E-6	9.91E-4	9.91E-4	89.66
						26.090	26090	163928		-337	113589	0.00E+000	2.97E-003	2.97E-003	2.97E-003		2874	-1508	1367	1.37E+3	1.87E+6	2.46E-6	-7.32E-4	7.32E-4	-89.81		2.46E-6	2.24E-003	2.24E-003	5.00E-006	89.94		447.35	-89.94	0.49	-447.35	447.35		6.43E+002	-1.56E-03		525	-1.90E-03		6.79E-004	6.79E-004	4.61E-007	89.79		1472.79	-89.79	5.34	-1472.78	5.34	-1472.78	1472.786818	-89.79		0.49	-447.35	0.49	-447.35	447.353369	-89.94	77.78	77.776896	6.05E+3	89.64		1.29E-2	-89.64		5.34	-947.65	947.663756	8.98E+5	-89.68	5.95E-6	1.06E-3	1.06E-3	89.68
						26.190	26190	164557		-336	112723	0.00E+000	2.98E-003	2.98E-003	2.98E-003		2885	-1502	1383	1.38E+3	1.91E+6	2.40E-6	-7.23E-4	7.23E-4	-89.81		2.40E-6	2.26E-003	2.26E-003	5.09E-006	89.94		443.34	-89.94	0.47	-443.34	443.34		6.45E+002	-1.55E-03		527	-1.90E-03		7.05E-004	7.05E-004	4.97E-007	89.80		1418.09	-89.80	4.83	-1418.09	4.83	-1418.09	1418.093656	-89.80		0.47	-443.34	0.47	-443.34	443.338248	-89.94	83.80	83.804525	7.02E+3	89.68		1.19E-2	-89.68		4.83	-890.94	890.957341	7.94E+5	-89.69	6.09E-6	1.12E-3	1.12E-3	89.69
						26.290	26290	165185		-334	111867	0.00E+000	2.99E-003	2.99E-003	2.99E-003		2896	-1496	1400	1.40E+3	1.96E+6	2.35E-6	-7.14E-4	7.14E-4	-89.81		2.35E-6	2.28E-003	2.28E-003	5.18E-006	89.94		439.44	-89.94	0.45	-439.44	439.44		6.47E+002	-1.54E-03		529	-1.89E-03		7.31E-004	7.31E-004	5.34E-007	89.82		1367.84	-89.82	4.39	-1367.83	4.39	-1367.83	1367.841024	-89.82		0.45	-439.44	0.45	-439.44	439.439917	-89.94	89.71	89.715408	8.05E+3	89.71		1.11E-2	-89.71		4.39	-838.68	838.691523	7.03E+5	-89.70	6.24E-6	1.19E-3	1.19E-3	89.70
						26.390	26390	165813		-333	111021	0.00E+000	3.00E-003	3.00E-003	3.00E-003		2907	-1491	1417	1.42E+3	2.01E+6	2.29E-6	-7.06E-4	7.06E-4	-89.81		2.29E-6	2.30E-003	2.30E-003	5.27E-006	89.94		435.65	-89.94	0.43	-435.65	435.65		6.50E+002	-1.54E-03		531	-1.88E-03		7.57E-004	7.57E-004	5.73E-007	89.83		1321.50	-89.83	4.00	-1321.49	4.00	-1321.49	1321.499783	-89.83		0.43	-435.65	0.43	-435.65	435.652346	-89.94	95.51	95.515565	9.12E+3	89.74		1.05E-2	-89.74		4.00	-790.33	790.337151	6.25E+5	-89.71	6.41E-6	1.27E-3	1.27E-3	89.71
						26.490	26490	166442		-332	110184	0.00E+000	3.01E-003	3.01E-003	3.01E-003		2918	-1485	1433	1.43E+3	2.05E+6	2.24E-6	-6.98E-4	6.98E-4	-89.82		2.24E-6	2.31E-003	2.31E-003	5.36E-006	89.94		431.97	-89.94	0.42	-431.97	431.97		6.52E+002	-1.53E-03		533	-1.88E-03		7.82E-004	7.82E-004	6.12E-007	89.84		1278.62	-89.84	3.66	-1278.62	3.66	-1278.62	1278.621918	-89.84		0.42	-431.97	0.42	-431.97	431.969933	-89.94	101.21	101.210592	1.02E+4	89.76		9.88E-3	-89.76		3.66	-745.44	745.446204	5.56E+5	-89.72	6.59E-6	1.34E-3	1.34E-3	89.72
						26.590	26590	167070		-331	109357	0.00E+000	3.02E-003	3.02E-003	3.02E-003		2929	-1479	1450	1.45E+3	2.10E+6	2.19E-6	-6.90E-4	6.90E-4	-89.82		2.19E-6	2.33E-003	2.33E-003	5.45E-006	89.95		428.39	-89.95	0.40	-428.39	428.39		6.55E+002	-1.53E-03		535	-1.87E-03		8.07E-004	8.07E-004	6.52E-007	89.84		1238.83	-89.84	3.36	-1238.82	3.36	-1238.82	1238.825559	-89.84		0.40	-428.39	0.40	-428.39	428.387464	-89.95	106.80	106.805698	1.14E+4	89.78		9.36E-3	-89.78		3.36	-703.63	703.636801	4.95E+5	-89.73	6.78E-6	1.42E-3	1.42E-3	89.73
						26.690	26690	167698		-329	108539	0.00E+000	3.04E-003	3.04E-003	3.04E-003		2940	-1474	1467	1.47E+3	2.15E+6	2.14E-6	-6.82E-4	6.82E-4	-89.82		2.14E-6	2.35E-003	2.35E-003	5.54E-006	89.95		424.90	-89.95	0.39	-424.90	424.90		6.57E+002	-1.52E-03		537	-1.86E-03		8.32E-004	8.32E-004	6.92E-007	89.85		1201.78	-89.85	3.09	-1201.78	3.09	-1201.78	1201.783194	-89.85		0.39	-424.90	0.39	-424.90	424.900079	-89.95	112.31	112.305737	1.26E+4	89.80		8.90E-3	-89.80		3.09	-664.57	664.581426	4.42E+5	-89.73	6.99E-6	1.50E-3	1.50E-3	89.73
						26.790	26790	168327		-328	107730	0.00E+000	3.05E-003	3.05E-003	3.05E-003		2951	-1468	1483	1.48E+3	2.20E+6	2.09E-6	-6.74E-4	6.74E-4	-89.82		2.09E-6	2.37E-003	2.37E-003	5.63E-006	89.95		421.50	-89.95	0.37	-421.50	421.50		6.60E+002	-1.52E-03		539	-1.85E-03		8.57E-004	8.57E-004	7.34E-007	89.86		1167.21	-89.86	2.85	-1167.21	2.85	-1167.21	1167.212325	-89.86		0.37	-421.50	0.37	-421.50	421.503244	-89.95	117.71	117.715240	1.39E+4	89.82		8.50E-3	-89.82		2.85	-627.99	627.997577	3.94E+5	-89.74	7.22E-6	1.59E-3	1.59E-3	89.74
						26.890	26890	168955		-327	106930	0.00E+000	3.06E-003	3.06E-003	3.06E-003		2962	-1463	1500	1.50E+3	2.25E+6	2.05E-6	-6.67E-4	6.67E-4	-89.82		2.05E-6	2.39E-003	2.39E-003	5.72E-006	89.95		418.19	-89.95	0.36	-418.19	418.19		6.62E+002	-1.51E-03		541	-1.85E-03		8.81E-004	8.81E-004	7.76E-007	89.87		1134.87	-89.87	2.63	-1134.86	2.63	-1134.86	1134.867984	-89.87		0.36	-418.19	0.36	-418.19	418.192726	-89.95	123.04	123.038438	1.51E+4	89.83		8.13E-3	-89.83		2.63	-593.63	593.640281	3.52E+5	-89.75	7.48E-6	1.68E-3	1.68E-3	89.75
						26.990	26990	169583		-326	106140	0.00E+000	3.07E-003	3.07E-003	3.07E-003		2973	-1457	1516	1.52E+3	2.30E+6	2.00E-6	-6.60E-4	6.60E-4	-89.83		2.00E-6	2.41E-003	2.41E-003	5.81E-006	89.95		414.96	-89.95	0.34	-414.96	414.96		6.65E+002	-1.50E-03		543	-1.84E-03		9.05E-004	9.05E-004	8.20E-007	89.87		1104.54	-89.87	2.44	-1104.53	2.44	-1104.53	1104.536694	-89.87		0.34	-414.96	0.34	-414.96	414.964563	-89.95	128.28	128.279292	1.65E+4	89.85		7.80E-3	-89.85		2.44	-561.29	561.296057	3.15E+5	-89.75	7.75E-6	1.78E-3	1.78E-3	89.75
						27.090	27090	170211		-325	105357	0.00E+000	3.08E-003	3.08E-003	3.08E-003		2984	-1452	1532	1.53E+3	2.35E+6	1.96E-6	-6.53E-4	6.53E-4	-89.83		1.96E-6	2.43E-003	2.43E-003	5.90E-006	89.95		411.82	-89.95	0.33	-411.81	411.82		6.67E+002	-1.50E-03		545	-1.83E-03		9.29E-004	9.29E-004	8.64E-007	89.88		1076.03	-89.88	2.27	-1076.03	2.27	-1076.03	1076.031559	-89.88		0.33	-411.81	0.33	-411.81	411.815045	-89.95	133.44	133.441509	1.78E+4	89.86		7.49E-3	-89.86		2.27	-530.77	530.778008	2.82E+5	-89.76	8.05E-6	1.88E-3	1.88E-3	89.76
						28.090	28090	176495		-313	97990	0.00E+000	3.19E-003	3.19E-003	3.19E-003		3095	-1400	1694	1.69E+3	2.87E+6	1.60E-6	-5.90E-4	5.90E-4	-89.84		1.60E-6	2.60E-003	2.60E-003	6.78E-006	89.96		383.97	-89.96	0.24	-383.97	383.97		6.92E+002	-1.45E-03		565	-1.77E-03		1.16E-003	1.16E-003	1.34E-006	89.92		862.99	-89.92	1.19	-862.98	1.19	-862.98	862.985776	-89.92		0.24	-383.97	0.24	-383.97	383.974409	-89.96	181.41	181.409399	3.29E+4	89.93		5.51E-3	-89.93		1.19	-297.60	297.603762	8.86E+4	-89.77	1.35E-5	3.36E-3	3.36E-3	89.77
						29.090	29090	182778		-302	91368	0.00E+000	3.31E-003	3.31E-003	3.31E-003		3205	-1352	1853	1.85E+3	3.43E+6	1.34E-6	-5.40E-4	5.40E-4	-89.86		1.34E-6	2.77E-003	2.77E-003	7.66E-006	89.97		361.21	-89.97	0.17	-361.21	361.21		7.16E+002	-1.40E-03		586	-1.71E-03		1.37E-003	1.37E-003	1.88E-006	89.94		728.53	-89.94	0.71	-728.53	0.71	-728.53	728.533527	-89.94		0.17	-361.21	0.17	-361.21	361.206409	-89.97	224.30	224.304858	5.03E+4	89.96		4.46E-3	-89.96		0.71	-143.02	143.023792	2.05E+4	-89.72	3.48E-5	6.99E-3	6.99E-3	89.72
						30.090	30090	189061		-292	85396	0.00E+000	3.42E-003	3.42E-003	3.42E-003		3315	-1307	2008	2.01E+3	4.03E+6	1.14E-6	-4.98E-4	4.98E-4	-89.87		1.14E-6	2.92E-003	2.92E-003	8.55E-006	89.98		342.01	-89.98	0.13	-342.01	342.01		7.41E+002	-1.35E-03		606	-1.65E-03		1.57E-003	1.57E-003	2.48E-006	89.96		635.15	-89.96	0.46	-635.15	0.46	-635.15	635.147608	-89.96		0.13	-342.01	0.13	-342.01	342.005817	-89.98	263.63	263.632974	6.95E+4	89.97		3.79E-3	-89.97		0.46	-29.51	29.512301	8.71E+2	-89.11	5.29E-4	3.39E-2	3.39E-2	89.11
						31.090	31090	195344		-283	79991	0.00E+000	3.54E-003	3.54E-003	3.54E-003		3425	-1265	2160	2.16E+3	4.67E+6	9.86E-7	-4.63E-4	4.63E-4	-89.88		9.86E-7	3.07E-003	3.07E-003	9.44E-006	89.98		325.44	-89.98	0.10	-325.44	325.44		7.66E+002	-1.31E-03		626	-1.60E-03		1.77E-003	1.77E-003	3.12E-006	89.97		566.04	-89.97	0.32	-566.04	0.32	-566.04	566.036760	-89.97		0.10	-325.44	0.10	-325.44	325.441001	-89.98	300.33	300.325341	9.02E+4	89.98		3.33E-3	-89.98		0.32	59.73	59.730470	3.57E+3	89.70	8.85E-5	-1.67E-2	1.67E-2	-89.70
						32.090	32090	201627		-274	75083	0.00E+000	3.65E-003	3.65E-003	3.65E-003		3535	-1226	2310	2.31E+3	5.33E+6	8.62E-7	-4.33E-4	4.33E-4	-89.89		8.62E-7	3.22E-003	3.22E-003	1.03E-005	89.98		310.90	-89.98	0.08	-310.90	310.90		7.90E+002	-1.27E-03		646	-1.55E-03		1.95E-003	1.95E-003	3.81E-006	89.97		512.54	-89.97	0.23	-512.54	0.23	-512.54	512.535426	-89.97		0.08	-310.90	0.08	-310.90	310.900040	-89.98	334.99	334.993863	1.12E+5	89.99		2.99E-3	-89.99		0.23	133.36	133.358698	1.78E+4	89.90	1.27E-5	-7.50E-3	7.50E-3	-89.90
						33.090	33090	207911		-266	70614	0.00E+000	3.76E-003	3.76E-003	3.76E-003		3646	-1189	2457	2.46E+3	6.04E+6	7.62E-7	-4.07E-4	4.07E-4	-89.89		7.62E-7	3.36E-003	3.36E-003	1.13E-005	89.99		297.96	-89.99	0.07	-297.96	297.96		8.15E+002	-1.23E-03		666	-1.50E-03		2.13E-003	2.13E-003	4.53E-006	89.98		469.70	-89.98	0.17	-469.70	0.17	-469.70	469.704848	-89.98		0.07	-297.96	0.07	-297.96	297.961422	-89.99	368.06	368.060048	1.35E+5	89.99		2.72E-3	-89.99		0.17	196.32	196.316711	3.85E+4	89.95	4.36E-6	-5.09E-3	5.09E-3	-89.95
						34.090	34090	214194		-258	66532	0.00E+000	3.88E-003	3.88E-003	3.88E-003		3756	-1154	2602	2.60E+3	6.77E+6	6.80E-7	-3.84E-4	3.84E-4	-89.90		6.80E-7	3.49E-003	3.49E-003	1.22E-005	89.99		286.32	-89.99	0.06	-286.32	286.32		8.40E+002	-1.19E-03		686	-1.46E-03		2.30E-003	2.30E-003	5.30E-006	89.98		434.52	-89.98	0.13	-434.52	0.13	-434.52	434.516132	-89.98		0.06	-286.32	0.06	-286.32	286.323253	-89.99	399.83	399.825788	1.60E+5	89.99		2.50E-3	-89.99		0.13	251.63	251.632951	6.33E+4	89.97	2.03E-6	-3.97E-3	3.97E-3	-89.97
						35.090	35090	220477		-251	62794	0.00E+000	3.99E-003	3.99E-003	3.99E-003		3866	-1121	2745	2.74E+3	7.53E+6	6.11E-7	-3.64E-4	3.64E-4	-89.90		6.11E-7	3.63E-003	3.63E-003	1.32E-005	89.99		275.76	-89.99	0.05	-275.76	275.76		8.64E+002	-1.16E-03		706	-1.42E-03		2.47E-003	2.47E-003	6.10E-006	89.99		405.00	-89.99	0.10	-405.00	0.10	-405.00	405.003761	-89.99		0.05	-275.76	0.05	-275.76	275.762191	-89.99	430.51	430.514422	1.85E+5	89.99		2.32E-3	-89.99		0.10	301.27	301.272875	9.08E+4	89.98	1.10E-6	-3.32E-3	3.32E-3	-89.98
						36.090	36090	226760		-244	59362	0.00E+000	4.10E-003	4.10E-003	4.10E-003		3976	-1090	2886	2.89E+3	8.33E+6	5.52E-7	-3.46E-4	3.46E-4	-89.91		5.52E-7	3.76E-003	3.76E-003	1.41E-005	89.99		266.11	-89.99	0.04	-266.11	266.11		8.89E+002	-1.13E-03		726	-1.38E-03		2.63E-003	2.63E-003	6.93E-006	89.99		379.83	-89.99	0.08	-379.83	0.08	-379.83	379.833728	-89.99		0.04	-266.11	0.04	-266.11	266.108428	-89.99	460.30	460.295758	2.12E+5	90.00		2.17E-3	-90.00		0.08	346.57	346.570471	1.20E+5	89.99	6.63E-7	-2.89E-3	2.89E-3	-89.99
						37.090	37090	233043		-237	56204	0.00E+000	4.22E-003	4.22E-003	4.22E-003		4086	-1061	3026	3.03E+3	9.15E+6	5.02E-7	-3.31E-4	3.31E-4	-89.91		5.02E-7	3.89E-003	3.89E-003	1.51E-005	89.99		257.23	-89.99	0.03	-257.23	257.23		9.13E+002	-1.09E-03		747	-1.34E-03		2.79E-003	2.79E-003	7.80E-006	89.99		358.07	-89.99	0.06	-358.07	0.06	-358.07	358.066968	-89.99		0.03	-257.23	0.03	-257.23	257.229819	-89.99	489.30	489.301941	2.39E+5	90.00		2.04E-3	-90.00		0.06	388.46	388.464800	1.51E+5	89.99	4.27E-7	-2.57E-3	2.57E-3	-89.99
						38.090	38090	239327		-231	53292	0.00E+000	4.33E-003	4.33E-003	4.33E-003		4196	-1033	3164	3.16E+3	1.00E+7	4.60E-7	-3.16E-4	3.16E-4	-89.92		4.60E-7	4.02E-003	4.02E-003	1.61E-005	89.99		249.02	-89.99	0.03	-249.02	249.02		9.38E+002	-1.07E-03		767	-1.30E-03		2.95E-003	2.95E-003	8.70E-006	89.99		339.02	-89.99	0.05	-339.02	0.05	-339.02	339.022102	-89.99		0.03	-249.02	0.03	-249.02	249.021455	-89.99	517.64	517.637878	2.68E+5	90.00		1.93E-3	-90.00		0.05	427.64	427.637237	1.83E+5	89.99	2.89E-7	-2.34E-3	2.34E-3	-89.99
						39.090	39090	245610		-225	50600	0.00E+000	4.45E-003	4.45E-003	4.45E-003		4307	-1006	3300	3.30E+3	1.09E+7	4.22E-7	-3.03E-4	3.03E-4	-89.92		4.22E-7	4.14E-003	4.14E-003	1.72E-005	89.99		241.40	-89.99	0.02	-241.40	241.40		9.63E+002	-1.04E-03		787	-1.27E-03		3.10E-003	3.10E-003	9.63E-006	89.99		322.19	-89.99	0.04	-322.19	0.04	-322.19	322.191936	-89.99		0.02	-241.40	0.02	-241.40	241.398597	-89.99	545.39	545.388312	2.97E+5	90.00		1.83E-3	-90.00		0.04	464.59	464.594975	2.16E+5	89.99	2.03E-7	-2.15E-3	2.15E-3	-89.99
						40.090	40090	251893		-219	48107	0.00E+000	4.56E-003	4.56E-003	4.56E-003		4417	-981	3435	3.44E+3	1.18E+7	3.90E-7	-2.91E-4	2.91E-4	-89.92		3.90E-7	4.27E-003	4.27E-003	1.82E-005	89.99		234.29	-89.99	0.02	-234.29	234.29		9.87E+002	-1.01E-03		807	-1.24E-03		3.26E-003	3.26E-003	1.06E-005	89.99		307.19	-89.99	0.04	-307.19	0.04	-307.19	307.190614	-89.99		0.02	-234.29	0.02	-234.29	234.291757	-89.99	572.62	572.622726	3.28E+5	90.00		1.75E-3	-90.00		0.04	499.72	499.723871	2.50E+5	90.00	1.47E-7	-2.00E-3	2.00E-3	-90.00
245 .. 300 reserved for future data

## Chart 0 - Conductance
Frequency (Hz) / Conductance (mohs)					Frequency (Hz) / Conductance (mohs)

## Chart 1 - Susceptance (mechanical branch)
Frequency (Hz) / Susceptance (mohs)

Frequency (Hz) / Susceptance (mohs)

Frequency (Hz) / Susceptance (mohs)

## Chart 2 - Susceptances (both branches) Hz
Frequency (Hz) / Susceptance (mohs)					Frequency (Hz) / Susceptance (mohs)					Frequency (Hz) / Admittance (mohs)					Frequency (Hz) / Admittance (mohs)

				Frequency (Hz) / Susceptance (mohs)

## Chart 2 (kHz) - Susceptances (both branches)
Frequency (kHz) / Susceptance (mohs)					Frequency (kHz) / Susceptance (mohs)					Frequency (kHz) / Admittance (mohs)					Frequency (kHz) / Admittance (mohs)

				Frequency (Hz) / Susceptance (mohs)

## Chart 2a - Admittance circle Hz
Frequency (Hz) / Conductance (mohs)					Frequency (Hz) / Susceptance (mohs)					Conductance (mohs) / Susceptance (mohs)					Conductance (mohs) / Susceptance (mohs)

Frequency (Hz) / Susceptance (mohs)

				Conductance (mohs) / Susceptance (mohs)

Above: no tuning inductor					Frequency range: 0 – 40 kHz					Frequency range: 15 – 25 kHz

Frequency (Hz) / Susceptance (mohs)

## Chart 2a - Admittance circle kHz
Frequency k(Hz) / Conductance (mohs)					Frequency (Hz) / Susceptance (mohs)					Conductance (mohs) / Susceptance (mohs)					Conductance (mohs) / Susceptance (mohs)

				Frequency range: 0 – 40 kHz					Frequency range: 15 – 25 kHz

Above: no tuning inductor

				Conductance (mohs) / Susceptance (mohs)					Conductance (mohs) / Susceptance (mohs)

				Frequency range: 0 – 40 kHz					Frequency range: 15 – 25 kHz

Above: parallel tuning inductor

## Chart 3 (Hz) - Total admittance (no tuning inductors)
Frequency (Hz) / Admittance (mohs)					Frequency (Hz) / Admittance (mohs)					Frequency (Hz) / Admittance (mohs)

				Frequency (Hz) / Admittance phase angle (degrees)
				Frequency (Hz) / Admittance phase angle (degrees)

Above: no tuning inductors

## Chart 3 ( kHz) - Total admittance (no tuning inductors)
Frequency (Hz) / Admittance (mohs)					Frequency (kHz) / Admittance (mohs)					Frequency (kHz) / Admittance (mohs)

				Frequency (kHz) / Admittance phase angle (degrees)
				Frequency (kHz) / Admittance phase angle (degrees)

Above: no tuning inductors

## Chart 3a (kHz) - Total admittance (with parallel tuning inductor)
Frequency (kHz) / Admittance (mohs)					Frequency (kHz) / Admittance (mohs)					Frequency (kHz) / Admittance (mohs)

				Frequency (kHz) / Admittance phase angle (degrees)
				Frequency (kHz) / Admittance phase angle (degrees)

## Chart 3b (kHz) - Total admittance (with series tuning inductor)
Frequency (kHz) / Admittance (mohs)					Frequency (kHz) / Admittance (mohs)					Frequency (kHz) / Admittance (mohs)

				Frequency (kHz) / Admittance phase angle (degrees)					Frequency (kHz) / Admittance phase angle (degrees)

## Chart 4 (Hz) - Total impedance (no tuning inductors)
Frequency (Hz) / Impedance (ohms)					Frequency (Hz) / Impedance (ohms)					Frequency (Hz) / Impedance (ohms)					Frequency (Hz) / Impedance (ohms)

				Frequency (Hz) / Impedance phase angle (degrees)					Frequency (Hz) / Impedance phase angle (degrees)

Above: no tuning inductors

## Chart 4 (kHz) - Total impedance (no tuning inductors)
Frequency (Hz) / Impedance (ohms)					Frequency (Hz) / Impedance (ohms)					Frequency (Hz) / Impedance (ohms)					Frequency (Hz) / Impedance (ohms)

				Frequency (Hz) / Impedance phase angle (degrees)					Frequency (Hz) / Impedance phase angle (degrees)

Above: no tuning inductors

## Chart 4a (kHz) - Total impedance (with parallel tuning inductor)
Frequency (kHz) / Impedance (ohms)					Frequency (kHz) / Impedance (ohms)					Frequency (kHz) / Impedance (ohms)					Frequency (kHz) / Impedance (ohms)

				Frequency (kHz) / Impedance phase angle (degrees)					Frequency (kHz) / Impedance phase angle (degrees)

Above: no tuning inductors

## Chart 4b (kHz) - Total impedance (with series tuning inductor)
Frequency (kHz) / Impedance (ohms)					Frequency (kHz) / Impedance (ohms)					Frequency (kHz) / Impedance (ohms)					Frequency (kHz) / Impedance (ohms)

				Frequency (kHz) / Impedance phase angle (degrees)					Frequency (kHz) / Impedance phase angle (degrees)

Above: no tuning inductors